## Summary
uid | field | comment | comment2 | comment3
0 | About | WECC 179-bus test case
1 | Load | Load factor in EDSlotLoad and UCSlotLoad sourced from CAISO forcasted hourly load on 2023 May 15
2 | StaticGen | Minimum on/off time of generators were made up

## Bus
uid | idx | u | name | Vn | vmax | vmin | v0 | a0 | xcoord | ycoord | area | zone | owner
0 | 1 | 1 | CORONADO | 500 | 1.1 | 0.9 | 0.97947 | -0.45683 | 0 | 0 | 1 | ZONE_1
1 | 2 | 1 | CHOLLA | 345 | 1.1 | 0.9 | 0.97744 | -0.29601 | 0 | 0 | 1 | ZONE_1
2 | 3 | 1 | CORONADO | 20 | 1.1 | 0.9 | 1.04 | -0.34311 | 0 | 0 | 1 | ZONE_1
3 | 4 | 1 | CRAIG | 345 | 1.1 | 0.9 | 0.97518 | 0.28406 | 0 | 0 | 1 | ZONE_1
4 | 5 | 1 | CRAIG | 22 | 1.1 | 0.9 | 0.95 | 0.41109 | 0 | 0 | 1 | ZONE_1
5 | 6 | 1 | FOURCORN | 500 | 1.1 | 0.9 | 1.0681 | -0.13795 | 0 | 0 | 1 | ZONE_1
6 | 7 | 1 | FOURCORN | 345 | 1.1 | 0.9 | 1.0091 | -0.081811 | 0 | 0 | 1 | ZONE_1
7 | 8 | 1 | FCNGN4CC | 22 | 1.1 | 0.9 | 1 | 0.038923 | 0 | 0 | 1 | ZONE_1
8 | 9 | 1 | FOURCORN | 230 | 1.1 | 0.9 | 1.0073 | -0.091295 | 0 | 0 | 1 | ZONE_1
9 | 10 | 1 | HAYDEN | 20 | 1.1 | 0.9 | 1 | 0.5887 | 0 | 0 | 1 | ZONE_1
10 | 11 | 1 | NAVAJO | 500 | 1.1 | 0.9 | 1.072 | -0.41775 | 0 | 0 | 2 | ZONE_1
11 | 12 | 1 | NAVAJO 2 | 26 | 1.1 | 0.9 | 1 | -0.31086 | 0 | 0 | 2 | ZONE_1
12 | 13 | 1 | MOENKOPI | 500 | 1.1 | 0.9 | 1.0674 | -0.4338 | 0 | 0 | 2 | ZONE_1
13 | 14 | 1 | PALOVRD2 | 24 | 1.1 | 0.9 | 0.96 | -0.37898 | 0 | 0 | 2 | ZONE_1
14 | 15 | 1 | PALOVRDE | 500 | 1.1 | 0.9 | 1.0486 | -0.51733 | 0 | 0 | 2 | ZONE_1
15 | 16 | 1 | SAN JUAN | 345 | 1.1 | 0.9 | 1.0356 | -0.067621 | 0 | 0 | 1 | ZONE_1
16 | 17 | 1 | SJUAN G4 | 22 | 1.1 | 0.9 | 1 | -0.015483 | 0 | 0 | 1 | ZONE_1
17 | 18 | 1 | WESTWING | 500 | 1.1 | 0.9 | 1.0559 | -0.51646 | 0 | 0 | 2 | ZONE_1
18 | 19 | 1 | NAVAJO1 | 500 | 1.1 | 0.9 | 1.0702 | -0.39881 | 0 | 0 | 2 | ZONE_1
19 | 20 | 1 | NAVAJO2 | 500 | 1.1 | 0.9 | 1.0604 | -0.45295 | 0 | 0 | 2 | ZONE_1
20 | 21 | 1 | NAVAJO3 | 500 | 1.1 | 0.9 | 1.0469 | -0.38608 | 0 | 0 | 2 | ZONE_1
21 | 22 | 1 | NAVAJO4 | 500 | 1.1 | 0.9 | 1.0256 | -0.54906 | 0 | 0 | 2 | ZONE_1
22 | 23 | 1 | MOENKOP1 | 500 | 1.1 | 0.9 | 1.0557 | -0.40824 | 0 | 0 | 2 | ZONE_1
23 | 24 | 1 | MOENKOP2 | 500 | 1.1 | 0.9 | 1.0412 | -0.5425 | 0 | 0 | 2 | ZONE_1
24 | 25 | 1 | MOENKOP3 | 500 | 1.1 | 0.9 | 1.0513 | -0.2714 | 0 | 0 | 2 | ZONE_1
25 | 26 | 1 | MOENKOP4 | 500 | 1.1 | 0.9 | 1.0467 | -0.73996 | 0 | 0 | 2 | ZONE_1
26 | 27 | 1 | FOURCOR1 | 500 | 1.1 | 0.9 | 1.0658 | -0.10087 | 0 | 0 | 1 | ZONE_1
27 | 28 | 1 | FOURCOR2 | 500 | 1.1 | 0.9 | 1.0693 | -0.48838 | 0 | 0 | 1 | ZONE_1
28 | 29 | 1 | CANAD G1 | 20 | 1.1 | 0.9 | 1 | 0.43176 | 0 | 0 | 1 | ZONE_1
29 | 30 | 1 | CANADA | 500 | 1.1 | 0.9 | 1.0363 | 0.3656 | 0 | 0 | 1 | ZONE_1
30 | 31 | 1 | CANALB | 500 | 1.1 | 0.9 | 1.0786 | 0.85935 | 0 | 0 | 1 | ZONE_1
31 | 32 | 1 | CA230TO | 230 | 1.1 | 0.9 | 0.97855 | 0.93944 | 0 | 0 | 1 | ZONE_1
32 | 33 | 1 | CA230 | 230 | 1.1 | 0.9 | 1.0011 | 1.0974 | 0 | 0 | 1 | ZONE_1
33 | 34 | 1 | CMAIN GM | 20 | 1.1 | 0.9 | 1.02 | 1.1833 | 0 | 0 | 1 | ZONE_1
34 | 35 | 1 | BRIDGER2 | 22 | 1.1 | 0.9 | 1.009 | 0.042961 | 0 | 0 | 1 | ZONE_1
35 | 36 | 1 | ADELANTO | 500 | 1.1 | 0.9 | 1.0603 | -0.73575 | 0 | 0 | 2 | ZONE_1
36 | 37 | 1 | ADELAN&1 | 500 | 1.1 | 0.9 | 1.0809 | -0.80679 | 0 | 0 | 2 | ZONE_1
37 | 38 | 1 | CASTAIC | 230 | 1.1 | 0.9 | 1.0319 | -0.82537 | 0 | 0 | 2 | ZONE_1
38 | 39 | 1 | CASTAI4G | 18 | 1.1 | 0.9 | 1.02 | -0.80251 | 0 | 0 | 2 | ZONE_1
39 | 40 | 1 | GLENDAL | 230 | 1.1 | 0.9 | 1.0234 | -0.88876 | 0 | 0 | 2 | ZONE_1
40 | 41 | 1 | HAYNES | 230 | 1.1 | 0.9 | 1.0313 | -0.88404 | 0 | 0 | 2 | ZONE_1
41 | 42 | 1 | HAYNES3G | 18 | 1.1 | 0.9 | 1 | -0.82639 | 0 | 0 | 2 | ZONE_1
42 | 43 | 1 | INTERMT | 345 | 1.1 | 0.9 | 1.0526 | -0.076203 | 0 | 0 | 1 | ZONE_1
43 | 44 | 1 | INTERM1G | 26 | 1.1 | 0.9 | 1.05 | 0.0049061 | 0 | 0 | 1 | ZONE_1
44 | 45 | 1 | OLIVE | 230 | 1.1 | 0.9 | 1.0348 | -0.83128 | 0 | 0 | 2 | ZONE_1
45 | 46 | 1 | OWENS G | 11.5 | 1.1 | 0.9 | 1.02 | -0.82499 | 0 | 0 | 2 | ZONE_1
46 | 47 | 1 | RINALDI | 230 | 1.1 | 0.9 | 1.034 | -0.83494 | 0 | 0 | 2 | ZONE_1
47 | 48 | 1 | RINALDI | 500 | 1.1 | 0.9 | 1.0721 | -0.79379 | 0 | 0 | 2 | ZONE_1
48 | 49 | 1 | RIVER | 230 | 1.1 | 0.9 | 1.0236 | -0.90485 | 0 | 0 | 2 | ZONE_1
49 | 50 | 1 | STA B | 138 | 1.1 | 0.9 | 1.0326 | -0.90583 | 0 | 0 | 2 | ZONE_1
50 | 51 | 1 | STA B1 | 287 | 1.1 | 0.9 | 1.0366 | -0.88517 | 0 | 0 | 2 | ZONE_1
51 | 52 | 1 | STA B2 | 287 | 1.1 | 0.9 | 1.0366 | -0.88517 | 0 | 0 | 2 | ZONE_1
52 | 53 | 1 | STA BLD | 230 | 1.1 | 0.9 | 1.0273 | -0.90947 | 0 | 0 | 2 | ZONE_1
53 | 54 | 1 | STA E | 230 | 1.1 | 0.9 | 1.0252 | -0.87365 | 0 | 0 | 2 | ZONE_1
54 | 55 | 1 | STA E | 500 | 1.1 | 0.9 | 1.043 | -0.83188 | 0 | 0 | 2 | ZONE_1
55 | 56 | 1 | STA F | 230 | 1.1 | 0.9 | 1.0248 | -0.90546 | 0 | 0 | 2 | ZONE_1
56 | 57 | 1 | STA G | 230 | 1.1 | 0.9 | 1.0239 | -0.89315 | 0 | 0 | 2 | ZONE_1
57 | 58 | 1 | STA J | 230 | 1.1 | 0.9 | 1.0311 | -0.8537 | 0 | 0 | 2 | ZONE_1
58 | 59 | 1 | SYLMARLA | 230 | 1.1 | 0.9 | 1.0383 | -0.8229 | 0 | 0 | 2 | ZONE_1
59 | 60 | 1 | SYLMAR S | 230 | 1.1 | 0.9 | 1.0207 | -0.84221 | 0 | 0 | 2 | ZONE_1
60 | 61 | 1 | VALLEY | 230 | 1.1 | 0.9 | 1.0293 | -0.85574 | 0 | 0 | 2 | ZONE_1
61 | 62 | 1 | VICTORVL | 287 | 1.1 | 0.9 | 1.0521 | -0.77654 | 0 | 0 | 2 | ZONE_1
62 | 63 | 1 | VICTORVL | 500 | 1.1 | 0.9 | 1.0587 | -0.74133 | 0 | 0 | 2 | ZONE_1
63 | 64 | 1 | MONTA G1 | 20 | 1.1 | 0.9 | 1 | 0.98776 | 0 | 0 | 1 | ZONE_1
64 | 65 | 1 | MONTANA | 500 | 1.1 | 0.9 | 1.0493 | 0.84129 | 0 | 0 | 1 | ZONE_1
65 | 66 | 1 | BIG EDDY | 115 | 1.1 | 0.9 | 1.0686 | -0.29553 | 0 | 0 | 1 | ZONE_1
66 | 67 | 1 | BIG EDDY | 230 | 1.1 | 0.9 | 1.0659 | -0.25429 | 0 | 0 | 1 | ZONE_1
67 | 68 | 1 | BIG EDDY | 500 | 1.1 | 0.9 | 1.0892 | -0.2323 | 0 | 0 | 1 | ZONE_1
68 | 69 | 1 | DALLES21 | 13.8 | 1.1 | 0.9 | 1.055 | -0.13858 | 0 | 0 | 1 | ZONE_1
69 | 70 | 1 | CELILO | 230 | 1.1 | 0.9 | 1.0616 | -0.26313 | 0 | 0 | 1 | ZONE_1
70 | 71 | 1 | CELILOCA | 500 | 1.1 | 0.9 | 1.0896 | -0.23418 | 0 | 0 | 1 | ZONE_1
71 | 72 | 1 | COLSTRP | 500 | 1.1 | 0.9 | 1.0784 | -0.023728 | 0 | 0 | 1 | ZONE_1
72 | 73 | 1 | COULEE | 500 | 1.1 | 0.9 | 1.07 | 0.0028711 | 0 | 0 | 1 | ZONE_1
73 | 74 | 1 | GARRISON | 500 | 1.1 | 0.9 | 1.0371 | -0.21221 | 0 | 0 | 1 | ZONE_1
74 | 75 | 1 | JOHN DAY | 500 | 1.1 | 0.9 | 1.0828 | -0.19413 | 0 | 0 | 1 | ZONE_1
75 | 76 | 1 | JOHN DAY | 13.8 | 1.1 | 0.9 | 1 | 0 | 0 | 0 | 1 | ZONE_1
76 | 77 | 1 | HANFORD | 500 | 1.1 | 0.9 | 1.0495 | 0.003941 | 0 | 0 | 1 | ZONE_1
77 | 78 | 1 | NORTH G3 | 20 | 1.1 | 0.9 | 1 | 0.46403 | 0 | 0 | 1 | ZONE_1
78 | 79 | 1 | NORTH | 500 | 1.1 | 0.9 | 1.0499 | 0.21133 | 0 | 0 | 1 | ZONE_1
79 | 80 | 1 | BURNS | 500 | 1.1 | 0.9 | 1.053 | -0.34123 | 0 | 0 | 1 | ZONE_1
80 | 81 | 1 | GRIZZLY | 500 | 1.1 | 0.9 | 1.0674 | -0.29928 | 0 | 0 | 1 | ZONE_1
81 | 82 | 1 | MALIN | 500 | 1.1 | 0.9 | 1.0543 | -0.40746 | 0 | 0 | 1 | ZONE_1
82 | 83 | 1 | MIDPOINT | 500 | 1.1 | 0.9 | 1.0619 | -0.090724 | 0 | 0 | 1 | ZONE_1
83 | 84 | 1 | MIDPOINT | 345 | 1.1 | 0.9 | 0.99845 | -0.027414 | 0 | 0 | 1 | ZONE_1
84 | 85 | 1 | SUMMER L | 500 | 1.1 | 0.9 | 1.0582 | -0.31826 | 0 | 0 | 1 | ZONE_1
85 | 86 | 1 | GRIZZLY1 | 500 | 1.1 | 0.9 | 1.0653 | -0.3272 | 0 | 0 | 1 | ZONE_1
86 | 87 | 1 | GRIZZLY2 | 500 | 1.1 | 0.9 | 1.0714 | -0.27952 | 0 | 0 | 1 | ZONE_1
87 | 88 | 1 | MALIN1 | 500 | 1.1 | 0.9 | 1.0506 | -0.24675 | 0 | 0 | 1 | ZONE_1
88 | 89 | 1 | MALIN2 | 500 | 1.1 | 0.9 | 1.0609 | -0.34568 | 0 | 0 | 1 | ZONE_1
89 | 90 | 1 | GRIZZLY3 | 500 | 1.1 | 0.9 | 1.08 | -0.3804 | 0 | 0 | 1 | ZONE_1
90 | 91 | 1 | GRIZZLY4 | 500 | 1.1 | 0.9 | 1.0694 | -0.30063 | 0 | 0 | 1 | ZONE_1
91 | 92 | 1 | GRIZZLY5 | 500 | 1.1 | 0.9 | 1.0686 | -0.39181 | 0 | 0 | 1 | ZONE_1
92 | 93 | 1 | GRIZZLY6 | 500 | 1.1 | 0.9 | 1.0717 | -0.31173 | 0 | 0 | 1 | ZONE_1
93 | 94 | 1 | GRIZZLY7 | 500 | 1.1 | 0.9 | 1.0793 | -0.38495 | 0 | 0 | 1 | ZONE_1
94 | 95 | 1 | GRIZZLY8 | 500 | 1.1 | 0.9 | 1.0692 | -0.30063 | 0 | 0 | 1 | ZONE_1
95 | 96 | 1 | GRIZZLY9 | 500 | 1.1 | 0.9 | 1.0676 | -0.39698 | 0 | 0 | 1 | ZONE_1
96 | 97 | 1 | GRIZZLYA | 500 | 1.1 | 0.9 | 1.071 | -0.31231 | 0 | 0 | 1 | ZONE_1
97 | 98 | 1 | BURNS1 | 500 | 1.1 | 0.9 | 0.97284 | 0.1404 | 0 | 0 | 1 | ZONE_1
98 | 99 | 1 | CORTINA | 200 | 1.1 | 0.9 | 1.131 | -0.61041 | 0 | 0 | 3 | ZONE_1
99 | 100 | 1 | COTWDPGE | 200 | 1.1 | 0.9 | 1.1361 | -0.53212 | 0 | 0 | 3 | ZONE_1
100 | 101 | 1 | DIABLO | 500 | 1.1 | 0.9 | 1.053 | -0.80505 | 0 | 0 | 2 | ZONE_1
101 | 102 | 1 | DIABLO1 | 25 | 1.1 | 0.9 | 0.98 | -0.73869 | 0 | 0 | 2 | ZONE_1
102 | 103 | 1 | GATES | 500 | 1.1 | 0.9 | 1.0471 | -0.83221 | 0 | 0 | 2 | ZONE_1
103 | 104 | 1 | GLENN | 200 | 1.1 | 0.9 | 1.1409 | -0.59688 | 0 | 0 | 3 | ZONE_1
104 | 105 | 1 | LOGAN CR | 200 | 1.1 | 0.9 | 1.1402 | -0.6036 | 0 | 0 | 3 | ZONE_1
105 | 106 | 1 | LOSBANOS | 500 | 1.1 | 0.9 | 1.0493 | -0.86441 | 0 | 0 | 2 | ZONE_1
106 | 107 | 1 | MIDWAY | 500 | 1.1 | 0.9 | 1.0593 | -0.84832 | 0 | 0 | 2 | ZONE_1
107 | 108 | 1 | MIDWAY | 200 | 1.1 | 0.9 | 1.167 | -0.89785 | 0 | 0 | 2 | ZONE_1
108 | 109 | 1 | MOSSLAND | 500 | 1.1 | 0.9 | 1.0464 | -0.86904 | 0 | 0 | 2 | ZONE_1
109 | 110 | 1 | OLINDA | 500 | 1.1 | 0.9 | 1.0373 | -0.54225 | 0 | 0 | 3 | ZONE_1
110 | 111 | 1 | ROUND MT | 20 | 1.1 | 0.9 | 1.02 | -0.26318 | 0 | 0 | 3 | ZONE_1
111 | 112 | 1 | ROUND MT | 200 | 1.1 | 0.9 | 1.1239 | -0.43878 | 0 | 0 | 3 | ZONE_1
112 | 113 | 1 | ROUND MT | 500 | 1.1 | 0.9 | 1.0345 | -0.4875 | 0 | 0 | 3 | ZONE_1
113 | 114 | 1 | TABLE MT | 500 | 1.1 | 0.9 | 1.0134 | -0.55973 | 0 | 0 | 3 | ZONE_1
114 | 115 | 1 | TEVATR | 20 | 1.1 | 0.9 | 1.05 | -0.62282 | 0 | 0 | 3 | ZONE_1
115 | 116 | 1 | TEVATR | 200 | 1.1 | 0.9 | 1.1274 | -0.69173 | 0 | 0 | 3 | ZONE_1
116 | 117 | 1 | TEVATR2 | 20 | 1.1 | 0.9 | 1 | -0.53724 | 0 | 0 | 3 | ZONE_1
117 | 118 | 1 | TEVATR | 500 | 1.1 | 0.9 | 0.99816 | -0.68057 | 0 | 0 | 3 | ZONE_1
118 | 119 | 1 | OLINDA1 | 500 | 1.1 | 0.9 | 1.0503 | -0.42051 | 0 | 0 | 3 | ZONE_1
119 | 120 | 1 | OLINDA2 | 500 | 1.1 | 0.9 | 1.0114 | -0.66374 | 0 | 0 | 3 | ZONE_1
120 | 121 | 1 | OLINDA3 | 500 | 1.1 | 0.9 | 1.0279 | -0.53737 | 0 | 0 | 3 | ZONE_1
121 | 122 | 1 | OLINDA4 | 500 | 1.1 | 0.9 | 0.98098 | -0.81331 | 0 | 0 | 3 | ZONE_1
122 | 123 | 1 | ROUND1 | 500 | 1.1 | 0.9 | 1.0405 | -0.38445 | 0 | 0 | 3 | ZONE_1
123 | 124 | 1 | ROUND2 | 500 | 1.1 | 0.9 | 1.0108 | -0.63084 | 0 | 0 | 3 | ZONE_1
124 | 125 | 1 | ROUND3 | 500 | 1.1 | 0.9 | 1.0405 | -0.38445 | 0 | 0 | 3 | ZONE_1
125 | 126 | 1 | ROUND4 | 500 | 1.1 | 0.9 | 1.0108 | -0.63084 | 0 | 0 | 3 | ZONE_1
126 | 127 | 1 | TABLE1 | 500 | 1.1 | 0.9 | 1.0126 | -0.45041 | 0 | 0 | 3 | ZONE_1
127 | 128 | 1 | TABLE2 | 500 | 1.1 | 0.9 | 0.99882 | -0.79134 | 0 | 0 | 3 | ZONE_1
128 | 129 | 1 | TABLE3 | 500 | 1.1 | 0.9 | 1.0175 | -0.47678 | 0 | 0 | 3 | ZONE_1
129 | 130 | 1 | TABLE4 | 500 | 1.1 | 0.9 | 0.99876 | -0.72295 | 0 | 0 | 3 | ZONE_1
130 | 131 | 1 | TEVATR1 | 500 | 1.1 | 0.9 | 0.97999 | -0.64476 | 0 | 0 | 2 | ZONE_1
131 | 132 | 1 | TEVATR2 | 500 | 1.1 | 0.9 | 1.0705 | -0.90235 | 0 | 0 | 2 | ZONE_1
132 | 133 | 1 | TEVATR3 | 500 | 1.1 | 0.9 | 0.97141 | -0.61189 | 0 | 0 | 2 | ZONE_1
133 | 134 | 1 | GATES1 | 500 | 1.1 | 0.9 | 1.0681 | -0.87253 | 0 | 0 | 2 | ZONE_1
134 | 135 | 1 | DEVERS | 500 | 1.1 | 0.9 | 1.0354 | -0.75959 | 0 | 0 | 2 | ZONE_1
135 | 136 | 1 | EAGLROCK | 230 | 1.1 | 0.9 | 1.0101 | -0.92083 | 0 | 0 | 2 | ZONE_1
136 | 137 | 1 | ELDORADO | 20 | 1.1 | 0.9 | 1.02 | -0.45332 | 0 | 0 | 2 | ZONE_1
137 | 138 | 1 | ELDORADO | 500 | 1.1 | 0.9 | 1.0512 | -0.57761 | 0 | 0 | 2 | ZONE_1
138 | 139 | 1 | LITEHIPE | 20 | 1.1 | 0.9 | 1.02 | -0.86611 | 0 | 0 | 2 | ZONE_1
139 | 140 | 1 | LITEHIPE | 230 | 1.1 | 0.9 | 1.0119 | -0.97344 | 0 | 0 | 2 | ZONE_1
140 | 141 | 1 | LUGO | 500 | 1.1 | 0.9 | 1.055 | -0.80441 | 0 | 0 | 2 | ZONE_1
141 | 142 | 1 | MESA CAL | 230 | 1.1 | 0.9 | 1.0071 | -0.96097 | 0 | 0 | 2 | ZONE_1
142 | 143 | 1 | MIRALOMA | 20 | 1.1 | 0.9 | 1.05 | -0.7931 | 0 | 0 | 2 | ZONE_1
143 | 144 | 1 | MIRALOMA | 500 | 1.1 | 0.9 | 1.0409 | -0.86706 | 0 | 0 | 2 | ZONE_1
144 | 145 | 1 | MIRALOMA | 230 | 1.1 | 0.9 | 1.0382 | -0.87484 | 0 | 0 | 2 | ZONE_1
145 | 146 | 1 | MOHAVE | 500 | 1.1 | 0.9 | 1.07 | -0.51243 | 0 | 0 | 2 | ZONE_1
146 | 147 | 1 | MOHAV1CC | 22 | 1.1 | 0.9 | 1.05 | -0.36721 | 0 | 0 | 2 | ZONE_1
147 | 148 | 1 | PARDEE | 20 | 1.1 | 0.9 | 1.01 | -0.69114 | 0 | 0 | 2 | ZONE_1
148 | 149 | 1 | PARDEE | 230 | 1.1 | 0.9 | 1.006 | -0.90202 | 0 | 0 | 2 | ZONE_1
149 | 150 | 1 | SERRANO | 500 | 1.1 | 0.9 | 1.0413 | -0.87402 | 0 | 0 | 2 | ZONE_1
150 | 151 | 1 | VALLEY | 500 | 1.1 | 0.9 | 1.0369 | -0.83358 | 0 | 0 | 2 | ZONE_1
151 | 152 | 1 | VINCENT | 500 | 1.1 | 0.9 | 1.0612 | -0.85425 | 0 | 0 | 2 | ZONE_1
152 | 153 | 1 | VINCENT | 230 | 1.1 | 0.9 | 0.99489 | -0.90116 | 0 | 0 | 2 | ZONE_1
153 | 154 | 1 | CAMP WIL | 345 | 1.1 | 0.9 | 1.0429 | -0.042167 | 0 | 0 | 1 | ZONE_1
154 | 155 | 1 | BENLOMND | 345 | 1.1 | 0.9 | 1.0446 | -0.059217 | 0 | 0 | 1 | ZONE_1
155 | 156 | 1 | BENLOMND | 230 | 1.1 | 0.9 | 1.0462 | -0.069089 | 0 | 0 | 1 | ZONE_1
156 | 157 | 1 | EMERY | 345 | 1.1 | 0.9 | 1.0371 | 0.085343 | 0 | 0 | 1 | ZONE_1
157 | 158 | 1 | EMERY | 20 | 1.1 | 0.9 | 1.05 | 0.16764 | 0 | 0 | 1 | ZONE_1
158 | 159 | 1 | MONA | 345 | 1.1 | 0.9 | 1.056 | -0.035032 | 0 | 0 | 1 | ZONE_1
159 | 160 | 1 | NAUGHTON | 230 | 1.1 | 0.9 | 1.0445 | 0.010722 | 0 | 0 | 1 | ZONE_1
160 | 161 | 1 | NAUGHT | 20 | 1.1 | 0.9 | 1 | 0.059586 | 0 | 0 | 1 | ZONE_1
161 | 162 | 1 | PINTO PS | 345 | 1.1 | 0.9 | 1.0368 | -0.042609 | 0 | 0 | 1 | ZONE_1
162 | 163 | 1 | PINTO | 345 | 1.1 | 0.9 | 1.0404 | -0.024482 | 0 | 0 | 1 | ZONE_1
163 | 164 | 1 | SPAN FRK | 345 | 1.1 | 0.9 | 1.0351 | -0.019059 | 0 | 0 | 1 | ZONE_1
164 | 165 | 1 | SIGURD | 345 | 1.1 | 0.9 | 1.0519 | -0.0095208 | 0 | 0 | 1 | ZONE_1
165 | 166 | 1 | TERMINAL | 345 | 1.1 | 0.9 | 1.0391 | -0.059702 | 0 | 0 | 1 | ZONE_1
166 | 167 | 1 | MALIN3 | 500 | 1.1 | 0.9 | 1.0611 | -0.34503 | 0 | 0 | 3 | ZONE_1
167 | 168 | 1 | MALIN4 | 500 | 1.1 | 0.9 | 1.0256 | -0.55271 | 0 | 0 | 3 | ZONE_1
168 | 169 | 1 | MALIN5 | 500 | 1.1 | 0.9 | 1.0618 | -0.33185 | 0 | 0 | 3 | ZONE_1
169 | 170 | 1 | MALIN6 | 500 | 1.1 | 0.9 | 1.027 | -0.55322 | 0 | 0 | 3 | ZONE_1
170 | 171 | 1 | MALIN7 | 500 | 1.1 | 0.9 | 1.057 | -0.30438 | 0 | 0 | 3 | ZONE_1
171 | 172 | 1 | MALIN8 | 500 | 1.1 | 0.9 | 1.0319 | -0.64839 | 0 | 0 | 3 | ZONE_1
172 | 173 | 1 | MIDWAY1 | 500 | 1.1 | 0.9 | 1.0465 | -0.84192 | 0 | 0 | 2 | ZONE_1
173 | 174 | 1 | MIDWAY2 | 500 | 1.1 | 0.9 | 1.0546 | -0.86058 | 0 | 0 | 2 | ZONE_1
174 | 175 | 1 | MIDWAY3 | 500 | 1.1 | 0.9 | 1.0462 | -0.84183 | 0 | 0 | 2 | ZONE_1
175 | 176 | 1 | MIDWAY4 | 500 | 1.1 | 0.9 | 1.0547 | -0.86061 | 0 | 0 | 2 | ZONE_1
176 | 177 | 1 | MIDWAY5 | 500 | 1.1 | 0.9 | 1.046 | -0.84162 | 0 | 0 | 2 | ZONE_1
177 | 178 | 1 | MIDWAY6 | 500 | 1.1 | 0.9 | 1.0571 | -0.86019 | 0 | 0 | 2 | ZONE_1
178 | 179 | 1 | BURNS2 | 500 | 1.1 | 0.9 | 0.98437 | -0.11669 | 0 | 0 | 1 | ZONE_1

## PQ
uid | idx | u | name | bus | Vn | p0 | q0 | vmax | vmin | owner | ctrl
0 | PQ_1 | 1 | PQ 1 | 1 | 500 | 17.5 | -0.56 | 1.2 | 0.8 |  | 1
1 | PQ_2 | 1 | PQ 2 | 3 | 20 | 1 | 0 | 1.2 | 0.8 |  | 1
2 | PQ_3 | 1 | PQ 3 | 4 | 345 | 23.5 | -1.27 | 1.2 | 0.8 |  | 1
3 | PQ_4 | 1 | PQ 4 | 5 | 22 | 1 | 0 | 1.2 | 0.8 |  | 1
4 | PQ_5 | 1 | PQ 5 | 7 | 345 | 2.39 | -0.56 | 1.2 | 0.8 |  | 1
5 | PQ_6 | 1 | PQ 6 | 8 | 22 | 1 | 0 | 1.2 | 0.8 |  | 1
6 | PQ_7 | 1 | PQ 7 | 9 | 230 | 1.397 | 0.238 | 1.2 | 0.8 |  | 1
7 | PQ_8 | 1 | PQ 8 | 10 | 20 | 1 | 0 | 1.2 | 0.8 |  | 1
8 | PQ_9 | 1 | PQ 9 | 11 | 500 | 0.9 | 0.7 | 1.2 | 0.8 |  | 1
9 | PQ_10 | 1 | PQ 10 | 12 | 26 | 1 | 0 | 1.2 | 0.8 |  | 1
10 | PQ_11 | 1 | PQ 11 | 14 | 24 | 1 | 0 | 1.2 | 0.8 |  | 1
11 | PQ_12 | 1 | PQ 12 | 15 | 500 | 7.934 | 2.07 | 1.2 | 0.8 |  | 1
12 | PQ_13 | 1 | PQ 13 | 16 | 345 | 8.4 | 0.05 | 1.2 | 0.8 |  | 1
13 | PQ_14 | 1 | PQ 14 | 17 | 22 | 1 | 0 | 1.2 | 0.8 |  | 1
14 | PQ_15 | 1 | PQ 15 | 18 | 500 | 6.17 | -0.69 | 1.2 | 0.8 |  | 1
15 | PQ_16 | 1 | PQ 16 | 30 | 500 | 44 | 10 | 1.2 | 0.8 |  | 1
16 | PQ_17 | 1 | PQ 17 | 33 | 230 | 36 | 7 | 1.2 | 0.8 |  | 1
17 | PQ_18 | 1 | PQ 18 | 35 | 22 | 1 | 0 | 1.2 | 0.8 |  | 1
18 | PQ_19 | 1 | PQ 19 | 36 | 500 | -18.62 | 9.71 | 1.2 | 0.8 |  | 1
19 | PQ_20 | 1 | PQ 20 | 39 | 18 | 1 | 0 | 1.2 | 0.8 |  | 1
20 | PQ_21 | 1 | PQ 21 | 40 | 230 | 1.35 | 0.27 | 1.2 | 0.8 |  | 1
21 | PQ_22 | 1 | PQ 22 | 42 | 18 | 1 | 0 | 1.2 | 0.8 |  | 1
22 | PQ_23 | 1 | PQ 23 | 43 | 345 | 20.53 | 9.071 | 1.2 | 0.8 |  | 1
23 | PQ_24 | 1 | PQ 24 | 44 | 26 | 1 | 0 | 1.2 | 0.8 |  | 1
24 | PQ_25 | 1 | PQ 25 | 45 | 230 | -0.728 | -0.17 | 1.2 | 0.8 |  | 1
25 | PQ_26 | 1 | PQ 26 | 46 | 11.5 | 1 | 0 | 1.2 | 0.8 |  | 1
26 | PQ_27 | 1 | PQ 27 | 47 | 230 | 1.21 | 0.25 | 1.2 | 0.8 |  | 1
27 | PQ_28 | 1 | PQ 28 | 49 | 230 | 3.2 | 0.65 | 1.2 | 0.8 |  | 1
28 | PQ_29 | 1 | PQ 29 | 50 | 138 | 2.372 | -0.632 | 1.2 | 0.8 |  | 1
29 | PQ_30 | 1 | PQ 30 | 53 | 230 | 1.38 | 0.28 | 1.2 | 0.8 |  | 1
30 | PQ_31 | 1 | PQ 31 | 54 | 230 | 8.078 | 1.321 | 1.2 | 0.8 |  | 1
31 | PQ_32 | 1 | PQ 32 | 56 | 230 | 1.17 | 0.24 | 1.2 | 0.8 |  | 1
32 | PQ_33 | 1 | PQ 33 | 57 | 230 | 1.21 | 0.25 | 1.2 | 0.8 |  | 1
33 | PQ_34 | 1 | PQ 34 | 58 | 230 | 8.877 | -0.062 | 1.2 | 0.8 |  | 1
34 | PQ_35 | 1 | PQ 35 | 59 | 230 | -27.71 | 16.54 | 1.2 | 0.8 |  | 1
35 | PQ_36 | 1 | PQ 36 | 60 | 230 | 4.01 | 0.806 | 1.2 | 0.8 |  | 1
36 | PQ_37 | 1 | PQ 37 | 61 | 230 | 2.052 | 0.176 | 1.2 | 0.8 |  | 1
37 | PQ_38 | 1 | PQ 38 | 62 | 287 | -1.29 | 0.322 | 1.2 | 0.8 |  | 1
38 | PQ_39 | 1 | PQ 39 | 64 | 20 | 1 | 0 | 1.2 | 0.8 |  | 1
39 | PQ_40 | 1 | PQ 40 | 65 | 500 | 17 | 3 | 1.2 | 0.8 |  | 1
40 | PQ_41 | 1 | PQ 41 | 66 | 115 | 1.6 | 0.3125 | 1.2 | 0.8 |  | 1
41 | PQ_42 | 1 | PQ 42 | 67 | 230 | -0.675 | 1.6 | 1.2 | 0.8 |  | 1
42 | PQ_43 | 1 | PQ 43 | 68 | 500 | -0.442 | 0.22 | 1.2 | 0.8 |  | 1
43 | PQ_44 | 1 | PQ 44 | 69 | 13.8 | 1 | 0 | 1.2 | 0.8 |  | 1
44 | PQ_45 | 1 | PQ 45 | 70 | 230 | 31.37 | 16.81 | 1.2 | 0.8 |  | 1
45 | PQ_46 | 1 | PQ 46 | 72 | 500 | -15.25 | -0.5 | 1.2 | 0.8 |  | 1
46 | PQ_47 | 1 | PQ 47 | 74 | 500 | 25.84 | 3.94 | 1.2 | 0.8 |  | 1
47 | PQ_48 | 1 | PQ 48 | 75 | 500 | 32 | 11 | 1.2 | 0.8 |  | 1
48 | PQ_49 | 1 | PQ 49 | 76 | 13.8 | 1 | 0 | 1.2 | 0.8 |  | 1
49 | PQ_50 | 1 | PQ 50 | 77 | 500 | 35 | 5 | 1.2 | 0.8 |  | 1
50 | PQ_51 | 1 | PQ 51 | 78 | 20 | 1 | 0 | 1.2 | 0.8 |  | 1
51 | PQ_52 | 1 | PQ 52 | 79 | 500 | 50 | 4 | 1.2 | 0.8 |  | 1
52 | PQ_53 | 1 | PQ 53 | 81 | 500 | -0.666 | -0.97 | 1.2 | 0.8 |  | 1
53 | PQ_54 | 1 | PQ 54 | 82 | 500 | -3.39 | -1.19 | 1.2 | 0.8 |  | 1
54 | PQ_55 | 1 | PQ 55 | 84 | 345 | 6.1 | -4.14 | 1.2 | 0.8 |  | 1
55 | PQ_56 | 1 | PQ 56 | 99 | 200 | -0.433 | 0.2 | 1.2 | 0.8 |  | 1
56 | PQ_57 | 1 | PQ 57 | 100 | 200 | 2.104 | -0.77 | 1.2 | 0.8 |  | 1
57 | PQ_58 | 1 | PQ 58 | 101 | 500 | 0.5 | 0.25 | 1.2 | 0.8 |  | 1
58 | PQ_59 | 1 | PQ 59 | 102 | 25 | 1 | 0 | 1.2 | 0.8 |  | 1
59 | PQ_60 | 1 | PQ 60 | 103 | 500 | 3.05 | -0.076 | 1.2 | 0.8 |  | 1
60 | PQ_61 | 1 | PQ 61 | 104 | 200 | 0.275 | -0.001 | 1.2 | 0.8 |  | 1
61 | PQ_62 | 1 | PQ 62 | 105 | 200 | 0.0801 | 0 | 1.2 | 0.8 |  | 1
62 | PQ_63 | 1 | PQ 63 | 106 | 500 | 2.65 | 0.14 | 1.2 | 0.8 |  | 1
63 | PQ_64 | 1 | PQ 64 | 107 | 500 | 0.556 | -3.29 | 1.2 | 0.8 |  | 1
64 | PQ_65 | 1 | PQ 65 | 108 | 200 | 7.776 | 0.326 | 1.2 | 0.8 |  | 1
65 | PQ_66 | 1 | PQ 66 | 109 | 500 | 0.4 | 0.215 | 1.2 | 0.8 |  | 1
66 | PQ_67 | 1 | PQ 67 | 110 | 500 | -1.89 | 0.615 | 1.2 | 0.8 |  | 1
67 | PQ_68 | 1 | PQ 68 | 111 | 20 | 1 | 0 | 1.2 | 0.8 |  | 1
68 | PQ_69 | 1 | PQ 69 | 112 | 200 | 1.48 | 0 | 1.2 | 0.8 |  | 1
69 | PQ_70 | 1 | PQ 70 | 114 | 500 | -0.007 | 1.185 | 1.2 | 0.8 |  | 1
70 | PQ_71 | 1 | PQ 71 | 115 | 20 | 1 | 0 | 1.2 | 0.8 |  | 1
71 | PQ_72 | 1 | PQ 72 | 116 | 200 | 8.84 | 0.548 | 1.2 | 0.8 |  | 1
72 | PQ_73 | 1 | PQ 73 | 117 | 20 | 1 | 0 | 1.2 | 0.8 |  | 1
73 | PQ_74 | 1 | PQ 74 | 118 | 500 | 56.61 | 34.91 | 1.2 | 0.8 |  | 1
74 | PQ_75 | 1 | PQ 75 | 135 | 500 | 8.56 | 0.196 | 1.2 | 0.8 |  | 1
75 | PQ_76 | 1 | PQ 76 | 136 | 230 | 1.75 | 0.18 | 1.2 | 0.8 |  | 1
76 | PQ_77 | 1 | PQ 77 | 137 | 20 | 1 | 0 | 1.2 | 0.8 |  | 1
77 | PQ_78 | 1 | PQ 78 | 138 | 500 | 9.023 | -0.114 | 1.2 | 0.8 |  | 1
78 | PQ_79 | 1 | PQ 79 | 139 | 20 | 1 | 0 | 1.2 | 0.8 |  | 1
79 | PQ_80 | 1 | PQ 80 | 140 | 230 | 31.91 | 6.3 | 1.2 | 0.8 |  | 1
80 | PQ_81 | 1 | PQ 81 | 141 | 500 | 2.042 | -0.282 | 1.2 | 0.8 |  | 1
81 | PQ_82 | 1 | PQ 82 | 142 | 230 | 3.774 | 0.645 | 1.2 | 0.8 |  | 1
82 | PQ_83 | 1 | PQ 83 | 143 | 20 | 1 | 0 | 1.2 | 0.8 |  | 1
83 | PQ_84 | 1 | PQ 84 | 144 | 500 | 30.98 | 11.89 | 1.2 | 0.8 |  | 1
84 | PQ_85 | 1 | PQ 85 | 147 | 22 | 1 | 0 | 1.2 | 0.8 |  | 1
85 | PQ_86 | 1 | PQ 86 | 148 | 20 | 1 | 0 | 1.2 | 0.8 |  | 1
86 | PQ_87 | 1 | PQ 87 | 149 | 230 | 31.18 | 0.78 | 1.2 | 0.8 |  | 1
87 | PQ_88 | 1 | PQ 88 | 150 | 500 | 12.3 | 0.728 | 1.2 | 0.8 |  | 1
88 | PQ_89 | 1 | PQ 89 | 151 | 500 | 4.06 | 0.41 | 1.2 | 0.8 |  | 1
89 | PQ_90 | 1 | PQ 90 | 153 | 230 | 10.66 | -0.108 | 1.2 | 0.8 |  | 1
90 | PQ_91 | 1 | PQ 91 | 154 | 345 | 4.577 | 0.817 | 1.2 | 0.8 |  | 1
91 | PQ_92 | 1 | PQ 92 | 155 | 345 | 0.339 | 0.119 | 1.2 | 0.8 |  | 1
92 | PQ_93 | 1 | PQ 93 | 156 | 230 | 1.48 | -0.079 | 1.2 | 0.8 |  | 1
93 | PQ_94 | 1 | PQ 94 | 157 | 345 | 1.161 | 0.384 | 1.2 | 0.8 |  | 1
94 | PQ_95 | 1 | PQ 95 | 158 | 20 | 1 | 0 | 1.2 | 0.8 |  | 1
95 | PQ_96 | 1 | PQ 96 | 159 | 345 | -0.62 | 0.128 | 1.2 | 0.8 |  | 1
96 | PQ_97 | 1 | PQ 97 | 160 | 230 | 2.55 | 1 | 1.2 | 0.8 |  | 1
97 | PQ_98 | 1 | PQ 98 | 161 | 20 | 1 | 0 | 1.2 | 0.8 |  | 1
98 | PQ_99 | 1 | PQ 99 | 163 | 345 | 0.316 | 0.115 | 1.2 | 0.8 |  | 1
99 | PQ_100 | 1 | PQ 100 | 164 | 345 | 1.412 | 0.714 | 1.2 | 0.8 |  | 1
100 | PQ_101 | 1 | PQ 101 | 165 | 345 | 3.79 | -0.43 | 1.2 | 0.8 |  | 1
101 | PQ_102 | 1 | PQ 102 | 166 | 345 | 1.85 | 0.785 | 1.2 | 0.8 |  | 1

## DCost
uid | idx | u | name | pq | cdp
0 | DCost_1 | 1 | Dcost 1 | PQ_1 | 1000
1 | DCost_2 | 1 | Dcost 2 | PQ_2 | 1000
2 | DCost_3 | 1 | Dcost 3 | PQ_3 | 1000
3 | DCost_4 | 1 | Dcost 4 | PQ_4 | 1000
4 | DCost_5 | 1 | Dcost 5 | PQ_5 | 1000
5 | DCost_6 | 1 | Dcost 6 | PQ_6 | 1000
6 | DCost_7 | 1 | Dcost 7 | PQ_7 | 1000
7 | DCost_8 | 1 | Dcost 8 | PQ_8 | 1000
8 | DCost_9 | 1 | Dcost 9 | PQ_9 | 1000
9 | DCost_10 | 1 | Dcost 10 | PQ_10 | 1000
10 | DCost_11 | 1 | Dcost 11 | PQ_11 | 1000
11 | DCost_12 | 1 | Dcost 12 | PQ_12 | 1000
12 | DCost_13 | 1 | Dcost 13 | PQ_13 | 1000
13 | DCost_14 | 1 | Dcost 14 | PQ_14 | 1000
14 | DCost_15 | 1 | Dcost 15 | PQ_15 | 1000
15 | DCost_16 | 1 | Dcost 16 | PQ_16 | 1000
16 | DCost_17 | 1 | Dcost 17 | PQ_17 | 1000
17 | DCost_18 | 1 | Dcost 18 | PQ_18 | 1000
18 | DCost_19 | 1 | Dcost 19 | PQ_19 | 1000
19 | DCost_20 | 1 | Dcost 20 | PQ_20 | 1000
20 | DCost_21 | 1 | Dcost 21 | PQ_21 | 1000
21 | DCost_22 | 1 | Dcost 22 | PQ_22 | 1000
22 | DCost_23 | 1 | Dcost 23 | PQ_23 | 1000
23 | DCost_24 | 1 | Dcost 24 | PQ_24 | 1000
24 | DCost_25 | 1 | Dcost 25 | PQ_25 | 1000
25 | DCost_26 | 1 | Dcost 26 | PQ_26 | 1000
26 | DCost_27 | 1 | Dcost 27 | PQ_27 | 1000
27 | DCost_28 | 1 | Dcost 28 | PQ_28 | 1000
28 | DCost_29 | 1 | Dcost 29 | PQ_29 | 1000
29 | DCost_30 | 1 | Dcost 30 | PQ_30 | 1000
30 | DCost_31 | 1 | Dcost 31 | PQ_31 | 1000
31 | DCost_32 | 1 | Dcost 32 | PQ_32 | 1000
32 | DCost_33 | 1 | Dcost 33 | PQ_33 | 1000
33 | DCost_34 | 1 | Dcost 34 | PQ_34 | 1000
34 | DCost_35 | 1 | Dcost 35 | PQ_35 | 1000
35 | DCost_36 | 1 | Dcost 36 | PQ_36 | 1000
36 | DCost_37 | 1 | Dcost 37 | PQ_37 | 1000
37 | DCost_38 | 1 | Dcost 38 | PQ_38 | 1000
38 | DCost_39 | 1 | Dcost 39 | PQ_39 | 1000
39 | DCost_40 | 1 | Dcost 40 | PQ_40 | 1000
40 | DCost_41 | 1 | Dcost 41 | PQ_41 | 1000
41 | DCost_42 | 1 | Dcost 42 | PQ_42 | 1000
42 | DCost_43 | 1 | Dcost 43 | PQ_43 | 1000
43 | DCost_44 | 1 | Dcost 44 | PQ_44 | 1000
44 | DCost_45 | 1 | Dcost 45 | PQ_45 | 1000
45 | DCost_46 | 1 | Dcost 46 | PQ_46 | 1000
46 | DCost_47 | 1 | Dcost 47 | PQ_47 | 1000
47 | DCost_48 | 1 | Dcost 48 | PQ_48 | 1000
48 | DCost_49 | 1 | Dcost 49 | PQ_49 | 1000
49 | DCost_50 | 1 | Dcost 50 | PQ_50 | 1000
50 | DCost_51 | 1 | Dcost 51 | PQ_51 | 1000
51 | DCost_52 | 1 | Dcost 52 | PQ_52 | 1000
52 | DCost_53 | 1 | Dcost 53 | PQ_53 | 1000
53 | DCost_54 | 1 | Dcost 54 | PQ_54 | 1000
54 | DCost_55 | 1 | Dcost 55 | PQ_55 | 1000
55 | DCost_56 | 1 | Dcost 56 | PQ_56 | 1000
56 | DCost_57 | 1 | Dcost 57 | PQ_57 | 1000
57 | DCost_58 | 1 | Dcost 58 | PQ_58 | 1000
58 | DCost_59 | 1 | Dcost 59 | PQ_59 | 1000
59 | DCost_60 | 1 | Dcost 60 | PQ_60 | 1000
60 | DCost_61 | 1 | Dcost 61 | PQ_61 | 1000
61 | DCost_62 | 1 | Dcost 62 | PQ_62 | 1000
62 | DCost_63 | 1 | Dcost 63 | PQ_63 | 1000
63 | DCost_64 | 1 | Dcost 64 | PQ_64 | 1000
64 | DCost_65 | 1 | Dcost 65 | PQ_65 | 1000
65 | DCost_66 | 1 | Dcost 66 | PQ_66 | 1000
66 | DCost_67 | 1 | Dcost 67 | PQ_67 | 1000
67 | DCost_68 | 1 | Dcost 68 | PQ_68 | 1000
68 | DCost_69 | 1 | Dcost 69 | PQ_69 | 1000
69 | DCost_70 | 1 | Dcost 70 | PQ_70 | 1000
70 | DCost_71 | 1 | Dcost 71 | PQ_71 | 1000
71 | DCost_72 | 1 | Dcost 72 | PQ_72 | 1000
72 | DCost_73 | 1 | Dcost 73 | PQ_73 | 1000
73 | DCost_74 | 1 | Dcost 74 | PQ_74 | 1000
74 | DCost_75 | 1 | Dcost 75 | PQ_75 | 1000
75 | DCost_76 | 1 | Dcost 76 | PQ_76 | 1000
76 | DCost_77 | 1 | Dcost 77 | PQ_77 | 1000
77 | DCost_78 | 1 | Dcost 78 | PQ_78 | 1000
78 | DCost_79 | 1 | Dcost 79 | PQ_79 | 1000
79 | DCost_80 | 1 | Dcost 80 | PQ_80 | 1000
80 | DCost_81 | 1 | Dcost 81 | PQ_81 | 1000
81 | DCost_82 | 1 | Dcost 82 | PQ_82 | 1000
82 | DCost_83 | 1 | Dcost 83 | PQ_83 | 1000
83 | DCost_84 | 1 | Dcost 84 | PQ_84 | 1000
84 | DCost_85 | 1 | Dcost 85 | PQ_85 | 1000
85 | DCost_86 | 1 | Dcost 86 | PQ_86 | 1000
86 | DCost_87 | 1 | Dcost 87 | PQ_87 | 1000
87 | DCost_88 | 1 | Dcost 88 | PQ_88 | 1000
88 | DCost_89 | 1 | Dcost 89 | PQ_89 | 1000
89 | DCost_90 | 1 | Dcost 90 | PQ_90 | 1000
90 | DCost_91 | 1 | Dcost 91 | PQ_91 | 1000
91 | DCost_92 | 1 | Dcost 92 | PQ_92 | 1000
92 | DCost_93 | 1 | Dcost 93 | PQ_93 | 1000
93 | DCost_94 | 1 | Dcost 94 | PQ_94 | 1000
94 | DCost_95 | 1 | Dcost 95 | PQ_95 | 1000
95 | DCost_96 | 1 | Dcost 96 | PQ_96 | 1000
96 | DCost_97 | 1 | Dcost 97 | PQ_97 | 1000
97 | DCost_98 | 1 | Dcost 98 | PQ_98 | 1000
98 | DCost_99 | 1 | Dcost 99 | PQ_99 | 1000
99 | DCost_100 | 1 | Dcost 100 | PQ_100 | 1000
100 | DCost_101 | 1 | Dcost 101 | PQ_101 | 1000
101 | DCost_102 | 1 | Dcost 102 | PQ_102 | 1000

## PV
uid | idx | u | name | Sn | Vn | bus | busr | p0 | q0 | pmax | pmin | qmax | qmin | v0 | vmax | vmin | ctrl | ra | xs | Pc1 | Pc2 | Qc1min | Qc1max | Qc2min | Qc2max | Ragc | R10 | R30 | Rq | apf | pg0 | td1 | td2
0 | PV_1 | 1 | PV_1 | 100 | 20 | 3 | 3 | 8 | 1.2304 | 20 | 1 | 3 | -3 | 1.04 | 1.4 | 0.6 | 1 | 0 | 0.3 | 0 | 0 | 0 | 0 | 0 | 0 | 999 | 999 | 999 | 0 | 0 | 0 | 0 | 0
1 | PV_2 | 1 | PV_2 | 100 | 22 | 5 | 5 | 10.48 | -1.3291 | 20 | 2 | 4 | -4 | 0.95 | 1.4 | 0.6 | 1 | 0 | 0.3 | 0 | 0 | 0 | 0 | 0 | 0 | 999 | 999 | 999 | 0 | 0 | 0 | 0 | 0
2 | PV_3 | 1 | PV_3 | 100 | 22 | 8 | 8 | 21.6 | -0.30469 | 30 | 4 | 7 | -5 | 1 | 1.4 | 0.6 | 1 | 0 | 0.3 | 0 | 0 | 0 | 0 | 0 | 0 | 999 | 999 | 999 | 0 | 0 | 0 | 0 | 0
3 | PV_4 | 1 | PV_4 | 100 | 20 | 10 | 10 | 20.5 | 4.6483 | 30 | 4 | 9 | -9 | 1 | 1.4 | 0.6 | 1 | 0 | 0.3 | 0 | 0 | 0 | 0 | 0 | 0 | 999 | 999 | 999 | 0 | 0 | 0 | 0 | 0
4 | PV_5 | 1 | PV_5 | 100 | 26 | 12 | 12 | 16.9 | 1.9557 | 20 | 3 | 7 | -2.8 | 1 | 1.4 | 0.6 | 1 | 0 | 0.3 | 0 | 0 | 0 | 0 | 0 | 0 | 999 | 999 | 999 | 0 | 0 | 0 | 0 | 0
5 | PV_6 | 1 | PV_6 | 100 | 24 | 14 | 14 | 26.4 | 3.7808 | 40.3955 | 5 | 13 | -9 | 0.96 | 1.4 | 0.6 | 1 | 0 | 0.3 | 0 | 0 | 0 | 0 | 0 | 0 | 999 | 999 | 999 | 0 | 0 | 0 | 0 | 0
6 | PV_7 | 1 | PV_7 | 100 | 22 | 17 | 17 | 9.62 | 1.4878 | 15 | 1 | 3 | -3 | 1 | 1.4 | 0.6 | 1 | 0 | 0.3 | 0 | 0 | 0 | 0 | 0 | 0 | 999 | 999 | 999 | 0 | 0 | 0 | 0 | 0
7 | PV_8 | 1 | PV_8 | 100 | 20 | 29 | 29 | 44.5 | 10.1107 | 60 | 4 | 40 | -40 | 1 | 1.4 | 0.6 | 1 | 0 | 0.3 | 0 | 0 | 0 | 0 | 0 | 0 | 999 | 999 | 999 | 0 | 0 | 0 | 0 | 0
8 | PV_9 | 1 | PV_9 | 100 | 20 | 34 | 34 | 44.8 | 11.5018 | 60 | 4 | 53.2 | -35 | 1.02 | 1.4 | 0.6 | 1 | 0 | 0.3 | 0 | 0 | 0 | 0 | 0 | 0 | 999 | 999 | 999 | 0 | 0 | 0 | 0 | 0
9 | PV_10 | 1 | PV_10 | 100 | 22 | 35 | 35 | 16.4 | 2.8567 | 30 | 2 | 6 | -5.25 | 1.009 | 1.4 | 0.6 | 1 | 0 | 0.3 | 0 | 0 | 0 | 0 | 0 | 0 | 999 | 999 | 999 | 0 | 0 | 0 | 0 | 0
10 | PV_11 | 1 | PV_11 | 100 | 18 | 39 | 39 | 2 | -0.52159 | 10 | 1 | 2.68 | -1.34 | 1.02 | 1.4 | 0.6 | 1 | 0 | 0.3 | 0 | 0 | 0 | 0 | 0 | 0 | 999 | 999 | 999 | 0 | 0 | 0 | 0 | 0
11 | PV_12 | 1 | PV_12 | 100 | 18 | 42 | 42 | 3.25 | 0.68266 | 7.6065 | 1 | 3 | -2.2 | 1 | 1.4 | 0.6 | 1 | 0 | 0.3 | 0 | 0 | 0 | 0 | 0 | 0 | 999 | 999 | 999 | 0 | 0 | 0 | 0 | 0
12 | PV_13 | 1 | PV_13 | 100 | 26 | 44 | 44 | 17.8 | 5.3459 | 25 | 2 | 8.5 | -4.4 | 1.05 | 1.4 | 0.6 | 1 | 0 | 0.3 | 0 | 0 | 0 | 0 | 0 | 0 | 999 | 999 | 999 | 0 | 0 | 0 | 0 | 0
13 | PV_14 | 1 | PV_14 | 100 | 11.5 | 46 | 46 | 1.1 | 0.29078 | 9.9285 | 0.5 | 1 | -1 | 1.02 | 1.4 | 0.6 | 1 | 0 | 0.3 | 0 | 0 | 0 | 0 | 0 | 0 | 999 | 999 | 999 | 0 | 0 | 0 | 0 | 0
14 | PV_15 | 1 | PV_15 | 100 | 20 | 64 | 64 | 29.1 | 9.533 | 40 | 3 | 15 | -10 | 1 | 1.4 | 0.6 | 1 | 0 | 0.3 | 0 | 0 | 0 | 0 | 0 | 0 | 999 | 999 | 999 | 0 | 0 | 0 | 0 | 0
15 | PV_16 | 1 | PV_16 | 100 | 13.8 | 69 | 69 | 13.01 | 4.3149 | 18.6261 | 1 | 6.92 | -7.11 | 1.055 | 1.4 | 0.6 | 1 | 0 | 0.3 | 0 | 0 | 0 | 0 | 0 | 0 | 999 | 999 | 999 | 0 | 0 | 0 | 0 | 0
16 | PV_17 | 1 | PV_17 | 100 | 20 | 78 | 78 | 99.5 | 18.5407 | 120 | 10 | 57.8 | -20 | 1 | 1.4 | 0.6 | 1 | 0 | 0.3 | 0 | 0 | 0 | 0 | 0 | 0 | 999 | 999 | 999 | 0 | 0 | 0 | 0 | 0
17 | PV_18 | 1 | PV_18 | 100 | 25 | 102 | 102 | 7.65 | -2.0626 | 20.0089 | 1 | 3.3 | -3.1 | 0.98 | 1.4 | 0.6 | 1 | 0 | 0.3 | 0 | 0 | 0 | 0 | 0 | 0 | 999 | 999 | 999 | 0 | 0 | 0 | 0 | 0
18 | PV_19 | 1 | PV_19 | 100 | 20 | 111 | 111 | 10.57 | 0.25675 | 20 | 1 | 4 | -4 | 1.02 | 1.4 | 0.6 | 1 | 0 | 0.3 | 0 | 0 | 0 | 0 | 0 | 0 | 999 | 999 | 999 | 0 | 0 | 0 | 0 | 0
19 | PV_20 | 1 | PV_20 | 100 | 20 | 115 | 115 | 5.94 | 1.9235 | 8.3465 | 0.5 | 3 | -3 | 1.05 | 1.4 | 0.6 | 1 | 0 | 0.3 | 0 | 0 | 0 | 0 | 0 | 0 | 999 | 999 | 999 | 0 | 0 | 0 | 0 | 0
20 | PV_21 | 1 | PV_21 | 100 | 20 | 117 | 117 | 34.67 | 16.5442 | 40 | 3 | 25 | -10 | 1 | 1.4 | 0.6 | 1 | 0 | 0.3 | 0 | 0 | 0 | 0 | 0 | 0 | 999 | 999 | 999 | 0 | 0 | 0 | 0 | 0
21 | PV_22 | 1 | PV_22 | 100 | 20 | 137 | 137 | 9.827 | -1.2876 | 15 | 1 | 3 | -3 | 1.02 | 1.4 | 0.6 | 1 | 0 | 0.3 | 0 | 0 | 0 | 0 | 0 | 0 | 999 | 999 | 999 | 0 | 0 | 0 | 0 | 0
22 | PV_23 | 1 | PV_23 | 100 | 20 | 139 | 139 | 31.95 | 10.3251 | 40 | 3 | 20 | -9 | 1.02 | 1.4 | 0.6 | 1 | 0 | 0.3 | 0 | 0 | 0 | 0 | 0 | 0 | 999 | 999 | 999 | 0 | 0 | 0 | 0 | 0
23 | PV_24 | 1 | PV_24 | 100 | 20 | 143 | 143 | 16.9 | 5.9382 | 20 | 1 | 9 | -4 | 1.05 | 1.4 | 0.6 | 1 | 0 | 0.3 | 0 | 0 | 0 | 0 | 0 | 0 | 999 | 999 | 999 | 0 | 0 | 0 | 0 | 0
24 | PV_25 | 1 | PV_25 | 100 | 22 | 147 | 147 | 16.8 | 4.4663 | 20.8646 | 1 | 7 | -3 | 1.05 | 1.4 | 0.6 | 1 | 0 | 0.3 | 0 | 0 | 0 | 0 | 0 | 0 | 999 | 999 | 999 | 0 | 0 | 0 | 0 | 0
25 | PV_26 | 1 | PV_26 | 100 | 20 | 148 | 148 | 22 | 3.9372 | 30 | 2 | 6 | -6 | 1.01 | 1.4 | 0.6 | 1 | 0 | 0.3 | 0 | 0 | 0 | 0 | 0 | 0 | 999 | 999 | 999 | 0 | 0 | 0 | 0 | 0
26 | PV_27 | 1 | PV_27 | 100 | 20 | 158 | 158 | 16.65 | -0.31368 | 20 | 1 | 99.99 | -99.99 | 1.05 | 1.4 | 0.6 | 1 | 0 | 0.3 | 0 | 0 | 0 | 0 | 0 | 0 | 999 | 999 | 999 | 0 | 0 | 0 | 0 | 0
27 | PV_28 | 1 | PV_28 | 100 | 20 | 161 | 161 | 4.45 | 0.91733 | 5.5742 | 0.5 | 99.99 | -99.99 | 1 | 1.4 | 0.6 | 1 | 0 | 0.3 | 0 | 0 | 0 | 0 | 0 | 0 | 999 | 999 | 999 | 0 | 0 | 0 | 0 | 0

## Slack
uid | idx | u | name | Sn | Vn | bus | busr | p0 | q0 | pmax | pmin | qmax | qmin | v0 | vmax | vmin | ctrl | ra | xs | a0 | Pc1 | Pc2 | Qc1min | Qc1max | Qc2min | Qc2max | Ragc | R10 | R30 | Rq | apf | pg0 | td1 | td2
0 | Slack_29 | 1 | Slack_29 | 100 | 13.8 | 76 | 76 | 51.7477 | 8.5528 | 100 | 30 | 26.49 | -18.5 | 1 | 1.4 | 0.6 | 1 | 0 | 0.3 | 0 | 0 | 0 | 0 | 0 | 0 | 0 | 999 | 999 | 999 | 0 | 0 | 0 | 0 | 0

## Shunt
uid | idx | u | name | bus | Sn | Vn | g | b | fn
0 | Shunt_1 | 1 | Shunt 6 | 6 | 100 | 500 | 0 | -1.13 | 60
1 | Shunt_2 | 1 | Shunt 7 | 7 | 100 | 345 | 0 | -1.55 | 60
2 | Shunt_3 | 1 | Shunt 11 | 11 | 100 | 500 | 0 | -1.9 | 60
3 | Shunt_4 | 1 | Shunt 13 | 13 | 100 | 500 | 0 | -3.91 | 60
4 | Shunt_5 | 1 | Shunt 15 | 15 | 100 | 500 | 0 | -1.46 | 60
5 | Shunt_6 | 1 | Shunt 16 | 16 | 100 | 345 | 0 | 3.9 | 60
6 | Shunt_7 | 1 | Shunt 18 | 18 | 100 | 500 | 0 | -4.27 | 60
7 | Shunt_8 | 1 | Shunt 36 | 36 | 100 | 500 | 0 | 9.12 | 60
8 | Shunt_9 | 1 | Shunt 43 | 43 | 100 | 345 | 0 | 4.3 | 60
9 | Shunt_10 | 1 | Shunt 48 | 48 | 100 | 500 | 0 | -0.8 | 60
10 | Shunt_11 | 1 | Shunt 59 | 59 | 100 | 230 | 0 | 21.46 | 60
11 | Shunt_12 | 1 | Shunt 62 | 62 | 100 | 287 | 0 | -1.08 | 60
12 | Shunt_13 | 1 | Shunt 67 | 67 | 100 | 230 | 0 | 5.7685 | 60
13 | Shunt_14 | 1 | Shunt 70 | 70 | 100 | 230 | 0 | 7.92 | 60
14 | Shunt_15 | 1 | Shunt 71 | 71 | 100 | 500 | 0 | 4.62 | 60
15 | Shunt_16 | 1 | Shunt 75 | 75 | 100 | 500 | 0 | 10.1935 | 60
16 | Shunt_17 | 1 | Shunt 77 | 77 | 100 | 500 | 0 | 5.5 | 60
17 | Shunt_18 | 1 | Shunt 79 | 79 | 100 | 500 | 0 | 12 | 60
18 | Shunt_19 | 1 | Shunt 80 | 80 | 100 | 500 | 0 | -2.2 | 60
19 | Shunt_20 | 1 | Shunt 81 | 81 | 100 | 500 | 0 | -6.74 | 60
20 | Shunt_21 | 1 | Shunt 82 | 82 | 100 | 500 | 0 | -1.1 | 60
21 | Shunt_22 | 1 | Shunt 83 | 83 | 100 | 500 | 0 | -2.2 | 60
22 | Shunt_23 | 1 | Shunt 84 | 84 | 100 | 345 | 0 | -8.7 | 60
23 | Shunt_24 | 1 | Shunt 103 | 103 | 100 | 500 | 0 | -0.91 | 60
24 | Shunt_25 | 1 | Shunt 107 | 107 | 100 | 500 | 0 | -3.27 | 60
25 | Shunt_26 | 1 | Shunt 108 | 108 | 100 | 200 | 0 | -1.3 | 60
26 | Shunt_27 | 1 | Shunt 112 | 112 | 100 | 200 | 0 | -1.28 | 60
27 | Shunt_28 | 1 | Shunt 113 | 113 | 100 | 500 | 0 | -0.91 | 60
28 | Shunt_29 | 1 | Shunt 114 | 114 | 100 | 500 | 0 | -0.91 | 60
29 | Shunt_30 | 1 | Shunt 116 | 116 | 100 | 200 | 0 | -0.32 | 60
30 | Shunt_31 | 1 | Shunt 118 | 118 | 100 | 500 | 0 | 15 | 60
31 | Shunt_32 | 1 | Shunt 138 | 138 | 100 | 500 | 0 | -3.19 | 60
32 | Shunt_33 | 1 | Shunt 144 | 144 | 100 | 500 | 0 | 4 | 60
33 | Shunt_34 | 1 | Shunt 146 | 146 | 100 | 500 | 0 | -1.96 | 60
34 | Shunt_35 | 1 | Shunt 153 | 153 | 100 | 230 | 0 | -1.9 | 60
35 | Shunt_36 | 1 | Shunt 154 | 154 | 100 | 345 | 0 | -0.6 | 60
36 | Shunt_37 | 1 | Shunt 157 | 157 | 100 | 345 | 0 | -2.2 | 60
37 | Shunt_38 | 1 | Shunt 163 | 163 | 100 | 345 | 0 | -0.18 | 60
38 | Shunt_39 | 1 | Shunt 165 | 165 | 100 | 345 | 0 | -0.5 | 60
39 | Shunt_40 | 1 | Shunt 179 | 179 | 100 | 500 | 0 | -2.2 | 60

## Line
uid | idx | u | name | bus1 | bus2 | Sn | fn | Vn1 | Vn2 | r | x | b | g | b1 | g1 | b2 | g2 | trans | tap | phi | rate_a | rate_b | rate_c | owner | xcoord | ycoord | amin | amax
0 | Line_1 | 1 | Line 2-7 | 2 | 7 | 100 | 60 | 345 | 345 | 0.00179 | 0.01988 | 2.576 | 0 | 0 | 0 | 0 | 0 | 0 | 1 | 0 | 6000 | 0 | 0 |  |  |  | -360 | 360
1 | Line_2 | 1 | Line 4-16 | 4 | 16 | 100 | 60 | 345 | 345 | 0.00977 | 0.11 | 2 | 0 | 0 | 0 | 0 | 0 | 0 | 1 | 0 | 6000 | 0 | 0 |  |  |  | -360 | 360
2 | Line_3 | 1 | Line 4-159 | 4 | 159 | 100 | 60 | 345 | 345 | 0.00811 | 0.1369 | 2.4348 | 0 | 0 | 0 | 0 | 0 | 0 | 1 | 0 | 6000 | 0 | 0 |  |  |  | -360 | 360
3 | Line_4 | 1 | Line 6-27 | 6 | 27 | 100 | 60 | 500 | 500 | 0 | -0.00408 | 0 | 0 | 0 | 0 | 0 | 0 | 0 | 1 | 0 | 6000 | 0 | 0 |  |  |  | -360 | 360
4 | Line_5 | 1 | Line 7-16 | 7 | 16 | 100 | 60 | 345 | 345 | 0.0005 | 0.0053 | 0.0882 | 0 | 0 | 0 | 0 | 0 | 0 | 1 | 0 | 61.3525 | 0 | 0 |  |  |  | -360 | 360
5 | Line_6 | 1 | Line 7-162 | 7 | 162 | 100 | 60 | 345 | 345 | 0.0048 | 0.0436 | 0.7078 | 0 | 0 | 0 | 0 | 0 | 0 | 1 | 0 | 61.3525 | 0 | 0 |  |  |  | -360 | 360
6 | Line_7 | 1 | Line 11-19 | 11 | 19 | 100 | 60 | 500 | 500 | 0 | -0.00634 | 0 | 0 | 0 | 0 | 0 | 0 | 0 | 1 | 0 | 61.3525 | 0 | 0 |  |  |  | -360 | 360
7 | Line_8 | 1 | Line 11-21 | 11 | 21 | 100 | 60 | 500 | 500 | 0 | -0.01188 | 0 | 0 | 0 | 0 | 0 | 0 | 0 | 1 | 0 | 61.3525 | 0 | 0 |  |  |  | -360 | 360
8 | Line_9 | 1 | Line 11-138 | 11 | 138 | 100 | 60 | 500 | 500 | 0.0028 | 0.0211 | 1.0194 | 0 | 0 | 0 | 0 | 0 | 0 | 1 | 0 | 286.3883 | 0 | 1630 |  |  |  | -360 | 360
9 | Line_10 | 1 | Line 13-20 | 13 | 20 | 100 | 60 | 500 | 500 | 0 | -0.00634 | 0 | 0 | 0 | 0 | 0 | 0 | 0 | 1 | 0 | 6000 | 0 | 0 |  |  |  | -360 | 360
10 | Line_11 | 1 | Line 13-23 | 13 | 23 | 100 | 60 | 500 | 500 | 0 | -0.00826 | 0 | 0 | 0 | 0 | 0 | 0 | 0 | 1 | 0 | 6000 | 0 | 0 |  |  |  | -360 | 360
11 | Line_12 | 1 | Line 13-25 | 13 | 25 | 100 | 60 | 500 | 500 | 0 | -0.01795 | 0 | 0 | 0 | 0 | 0 | 0 | 0 | 1 | 0 | 6000 | 0 | 0 |  |  |  | -360 | 360
12 | Line_13 | 1 | Line 13-28 | 13 | 28 | 100 | 60 | 500 | 500 | 0 | -0.00612 | 0 | 0 | 0 | 0 | 0 | 0 | 0 | 1 | 0 | 6000 | 0 | 0 |  |  |  | -360 | 360
13 | Line_14 | 1 | Line 15-18 | 15 | 18 | 100 | 60 | 500 | 500 | 0.0004 | 0.0096 | 0.9038 | 0 | 0 | 0 | 0 | 0 | 0 | 1 | 0 | 6000 | 0 | 0 |  |  |  | -360 | 360
14 | Line_15 | 1 | Line 15-18 | 15 | 18 | 100 | 60 | 500 | 500 | 0.0004 | 0.0096 | 0.9038 | 0 | 0 | 0 | 0 | 0 | 0 | 1 | 0 | 6000 | 0 | 0 |  |  |  | -360 | 360
15 | Line_16 | 1 | Line 15-135 | 15 | 135 | 100 | 60 | 500 | 500 | 0.00259 | 0.02967 | 2.153 | 0 | 0 | 0 | 0 | 0 | 0 | 1 | 0 | 286.3883 | 0 | 1800 |  |  |  | -360 | 360
16 | Line_17 | 1 | Line 15-135 | 15 | 135 | 100 | 60 | 500 | 500 | 0.00259 | 0.02967 | 2.153 | 0 | 0 | 0 | 0 | 0 | 0 | 1 | 0 | 286.3883 | 0 | 1800 |  |  |  | -360 | 360
17 | Line_18 | 1 | Line 18-22 | 18 | 22 | 100 | 60 | 500 | 500 | 0 | -0.01188 | 0 | 0 | 0 | 0 | 0 | 0 | 0 | 1 | 0 | 6000 | 0 | 0 |  |  |  | -360 | 360
18 | Line_19 | 1 | Line 18-24 | 18 | 24 | 100 | 60 | 500 | 500 | 0 | -0.00826 | 0 | 0 | 0 | 0 | 0 | 0 | 0 | 1 | 0 | 6000 | 0 | 0 |  |  |  | -360 | 360
19 | Line_20 | 1 | Line 19-20 | 19 | 20 | 100 | 60 | 500 | 500 | 0.00077 | 0.01804 | 1.3984 | 0 | 0 | 0 | 0 | 0 | 0 | 1 | 0 | 61.3525 | 0 | 0 |  |  |  | -360 | 360
20 | Line_21 | 1 | Line 21-22 | 21 | 22 | 100 | 60 | 500 | 500 | 0.00241 | 0.05865 | 4.8656 | 0 | 0 | 0 | 0 | 0 | 0 | 1 | 0 | 61.3525 | 0 | 0 |  |  |  | -360 | 360
21 | Line_22 | 1 | Line 23-24 | 23 | 24 | 100 | 60 | 500 | 500 | 0.00179 | 0.04244 | 3.3922 | 0 | 0 | 0 | 0 | 0 | 0 | 1 | 0 | 6000 | 0 | 0 |  |  |  | -360 | 360
22 | Line_23 | 1 | Line 25-26 | 25 | 26 | 100 | 60 | 500 | 500 | 0.00207 | 0.04959 | 3.9516 | 0 | 0 | 0 | 0 | 0 | 0 | 1 | 0 | 6000 | 0 | 0 |  |  |  | -360 | 360
23 | Line_24 | 1 | Line 26-138 | 26 | 138 | 100 | 60 | 500 | 500 | 0 | -0.01795 | 0 | 0 | 0 | 0 | 0 | 0 | 0 | 1 | 0 | 286.3883 | 0 | 0 |  |  |  | -360 | 360
24 | Line_25 | 1 | Line 27-28 | 27 | 28 | 100 | 60 | 500 | 500 | 0.00177 | 0.04189 | 3.3446 | 0 | 0 | 0 | 0 | 0 | 0 | 1 | 0 | 6000 | 0 | 0 |  |  |  | -360 | 360
25 | Line_26 | 1 | Line 30-31 | 30 | 31 | 100 | 60 | 500 | 500 | 0.0035 | 0.07 | 4.606 | 0 | 0 | 0 | 0 | 0 | 0 | 1 | 0 | 6000 | 0 | 0 |  |  |  | -360 | 360
26 | Line_27 | 1 | Line 30-79 | 30 | 79 | 100 | 60 | 500 | 500 | 0.00083 | 0.0239 | 3.3 | 0 | 0 | 0 | 0 | 0 | 0 | 1 | 0 | 218.695 | 0 | 0 |  |  |  | -360 | 360
27 | Line_28 | 1 | Line 32-33 | 32 | 33 | 100 | 60 | 230 | 230 | 0.002 | 0.02 | 0.8 | 0 | 0 | 0 | 0 | 0 | 0 | 1 | 0 | 6000 | 0 | 0 |  |  |  | -360 | 360
28 | Line_29 | 1 | Line 36-37 | 36 | 37 | 100 | 60 | 500 | 500 | 0.00074 | 0.01861 | 1.4026 | 0 | 0 | 0 | 0 | 0 | 0 | 1 | 0 | 6000 | 0 | 0 |  |  |  | -360 | 360
29 | Line_30 | 1 | Line 36-55 | 36 | 55 | 100 | 60 | 500 | 500 | 0.00082 | 0.01668 | 1.188 | 0 | 0 | 0 | 0 | 0 | 0 | 1 | 0 | 6000 | 0 | 0 |  |  |  | -360 | 360
30 | Line_31 | 1 | Line 36-63 | 36 | 63 | 100 | 60 | 500 | 500 | 0 | 0.00159 | 0.12002 | 0 | 0 | 0 | 0 | 0 | 0 | 1 | 0 | 6000 | 0 | 0 |  |  |  | -360 | 360
31 | Line_32 | 1 | Line 36-63 | 36 | 63 | 100 | 60 | 500 | 500 | 0 | 0.00159 | 0.12002 | 0 | 0 | 0 | 0 | 0 | 0 | 1 | 0 | 6000 | 0 | 0 |  |  |  | -360 | 360
32 | Line_33 | 1 | Line 38-45 | 38 | 45 | 100 | 60 | 230 | 230 | 0.00221 | 0.03346 | 0.07338 | 0 | 0 | 0 | 0 | 0 | 0 | 1 | 0 | 6000 | 0 | 0 |  |  |  | -360 | 360
33 | Line_34 | 1 | Line 38-47 | 38 | 47 | 100 | 60 | 230 | 230 | 0.0029 | 0.038 | 0.0824 | 0 | 0 | 0 | 0 | 0 | 0 | 1 | 0 | 6000 | 0 | 0 |  |  |  | -360 | 360
34 | Line_35 | 1 | Line 38-58 | 38 | 58 | 100 | 60 | 230 | 230 | 0.00309 | 0.04677 | 0.1008 | 0 | 0 | 0 | 0 | 0 | 0 | 1 | 0 | 6000 | 0 | 0 |  |  |  | -360 | 360
35 | Line_36 | 1 | Line 38-59 | 38 | 59 | 100 | 60 | 230 | 230 | 0.00226 | 0.03422 | 0.07506 | 0 | 0 | 0 | 0 | 0 | 0 | 1 | 0 | 6000 | 0 | 0 |  |  |  | -360 | 360
36 | Line_37 | 1 | Line 40-54 | 40 | 54 | 100 | 60 | 230 | 230 | 0.00047 | 0.00723 | 0.01624 | 0 | 0 | 0 | 0 | 0 | 0 | 1 | 0 | 6000 | 0 | 0 |  |  |  | -360 | 360
37 | Line_38 | 1 | Line 40-57 | 40 | 57 | 100 | 60 | 230 | 230 | 0.00035 | 0.00536 | 0.01204 | 0 | 0 | 0 | 0 | 0 | 0 | 1 | 0 | 6000 | 0 | 0 |  |  |  | -360 | 360
38 | Line_39 | 1 | Line 41-49 | 41 | 49 | 100 | 60 | 230 | 230 | 0.0022 | 0.03422 | 0.07716 | 0 | 0 | 0 | 0 | 0 | 0 | 1 | 0 | 6000 | 0 | 0 |  |  |  | -360 | 360
39 | Line_40 | 1 | Line 41-49 | 41 | 49 | 100 | 60 | 230 | 230 | 0.00238 | 0.03669 | 0.08284 | 0 | 0 | 0 | 0 | 0 | 0 | 1 | 0 | 6000 | 0 | 0 |  |  |  | -360 | 360
40 | Line_41 | 1 | Line 41-56 | 41 | 56 | 100 | 60 | 230 | 230 | 0.00201 | 0.03074 | 0.06886 | 0 | 0 | 0 | 0 | 0 | 0 | 1 | 0 | 6000 | 0 | 0 |  |  |  | -360 | 360
41 | Line_42 | 1 | Line 41-57 | 41 | 57 | 100 | 60 | 230 | 230 | 0.00281 | 0.04296 | 0.09648 | 0 | 0 | 0 | 0 | 0 | 0 | 1 | 0 | 6000 | 0 | 0 |  |  |  | -360 | 360
42 | Line_43 | 1 | Line 43-159 | 43 | 159 | 100 | 60 | 345 | 345 | 0.0018 | 0.0245 | 0.4392 | 0 | 0 | 0 | 0 | 0 | 0 | 1 | 0 | 6000 | 0 | 0 |  |  |  | -360 | 360
43 | Line_44 | 1 | Line 43-159 | 43 | 159 | 100 | 60 | 345 | 345 | 0.0018 | 0.0245 | 0.4392 | 0 | 0 | 0 | 0 | 0 | 0 | 1 | 0 | 6000 | 0 | 0 |  |  |  | -360 | 360
44 | Line_45 | 1 | Line 45-47 | 45 | 47 | 100 | 60 | 230 | 230 | 0.00029 | 0.00434 | 0.0095 | 0 | 0 | 0 | 0 | 0 | 0 | 1 | 0 | 6000 | 0 | 0 |  |  |  | -360 | 360
45 | Line_46 | 1 | Line 47-54 | 47 | 54 | 100 | 60 | 230 | 230 | 0.00229 | 0.01583 | 0.0306 | 0 | 0 | 0 | 0 | 0 | 0 | 1 | 0 | 6000 | 0 | 0 |  |  |  | -360 | 360
46 | Line_47 | 1 | Line 47-54 | 47 | 54 | 100 | 60 | 230 | 230 | 0.00229 | 0.01583 | 0.0306 | 0 | 0 | 0 | 0 | 0 | 0 | 1 | 0 | 6000 | 0 | 0 |  |  |  | -360 | 360
47 | Line_48 | 1 | Line 47-58 | 47 | 58 | 100 | 60 | 230 | 230 | 0.00141 | 0.00967 | 0.0194 | 0 | 0 | 0 | 0 | 0 | 0 | 1 | 0 | 6000 | 0 | 0 |  |  |  | -360 | 360
48 | Line_49 | 1 | Line 47-58 | 47 | 58 | 100 | 60 | 230 | 230 | 0.00141 | 0.00967 | 0.0194 | 0 | 0 | 0 | 0 | 0 | 0 | 1 | 0 | 6000 | 0 | 0 |  |  |  | -360 | 360
49 | Line_50 | 1 | Line 47-58 | 47 | 58 | 100 | 60 | 230 | 230 | 0.00161 | 0.00971 | 0.01928 | 0 | 0 | 0 | 0 | 0 | 0 | 1 | 0 | 6000 | 0 | 0 |  |  |  | -360 | 360
50 | Line_51 | 1 | Line 47-58 | 47 | 58 | 100 | 60 | 230 | 230 | 0.00161 | 0.00971 | 0.01928 | 0 | 0 | 0 | 0 | 0 | 0 | 1 | 0 | 6000 | 0 | 0 |  |  |  | -360 | 360
51 | Line_52 | 1 | Line 47-59 | 47 | 59 | 100 | 60 | 230 | 230 | 0.00027 | 0.00393 | 0.00918 | 0 | 0 | 0 | 0 | 0 | 0 | 1 | 0 | 6000 | 0 | 0 |  |  |  | -360 | 360
52 | Line_53 | 1 | Line 47-59 | 47 | 59 | 100 | 60 | 230 | 230 | 0.00027 | 0.00393 | 0.00918 | 0 | 0 | 0 | 0 | 0 | 0 | 1 | 0 | 6000 | 0 | 0 |  |  |  | -360 | 360
53 | Line_54 | 1 | Line 47-59 | 47 | 59 | 100 | 60 | 230 | 230 | 0.00027 | 0.00393 | 0.00918 | 0 | 0 | 0 | 0 | 0 | 0 | 1 | 0 | 6000 | 0 | 0 |  |  |  | -360 | 360
54 | Line_55 | 1 | Line 47-61 | 47 | 61 | 100 | 60 | 230 | 230 | 0.00138 | 0.01116 | 0.0247 | 0 | 0 | 0 | 0 | 0 | 0 | 1 | 0 | 6000 | 0 | 0 |  |  |  | -360 | 360
55 | Line_56 | 1 | Line 47-61 | 47 | 61 | 100 | 60 | 230 | 230 | 0.00138 | 0.01116 | 0.0247 | 0 | 0 | 0 | 0 | 0 | 0 | 1 | 0 | 6000 | 0 | 0 |  |  |  | -360 | 360
56 | Line_57 | 1 | Line 48-63 | 48 | 63 | 100 | 60 | 500 | 500 | 0.00083 | 0.01884 | 1.6667 | 0 | 0 | 0 | 0 | 0 | 0 | 1 | 0 | 6000 | 0 | 0 |  |  |  | -360 | 360
57 | Line_58 | 1 | Line 49-56 | 49 | 56 | 100 | 60 | 230 | 230 | 0.00037 | 0.00366 | 0.0083 | 0 | 0 | 0 | 0 | 0 | 0 | 1 | 0 | 6000 | 0 | 0 |  |  |  | -360 | 360
58 | Line_59 | 1 | Line 49-57 | 49 | 57 | 100 | 60 | 230 | 230 | 0.00055 | 0.00586 | 0.01246 | 0 | 0 | 0 | 0 | 0 | 0 | 1 | 0 | 6000 | 0 | 0 |  |  |  | -360 | 360
59 | Line_60 | 1 | Line 51-62 | 51 | 62 | 100 | 60 | 287 | 287 | 0.0107 | 0.07905 | 0.3667 | 0 | 0 | 0 | 0 | 0 | 0 | 1 | 0 | 6000 | 0 | 0 |  |  |  | -360 | 360
60 | Line_61 | 1 | Line 52-62 | 52 | 62 | 100 | 60 | 287 | 287 | 0.0107 | 0.07905 | 0.3667 | 0 | 0 | 0 | 0 | 0 | 0 | 1 | 0 | 6000 | 0 | 0 |  |  |  | -360 | 360
61 | Line_62 | 1 | Line 53-56 | 53 | 56 | 100 | 60 | 230 | 230 | 0.00073 | 0.01025 | 0.02558 | 0 | 0 | 0 | 0 | 0 | 0 | 1 | 0 | 6000 | 0 | 0 |  |  |  | -360 | 360
62 | Line_63 | 1 | Line 53-56 | 53 | 56 | 100 | 60 | 230 | 230 | 0.00073 | 0.01025 | 0.02558 | 0 | 0 | 0 | 0 | 0 | 0 | 1 | 0 | 6000 | 0 | 0 |  |  |  | -360 | 360
63 | Line_64 | 1 | Line 54-57 | 54 | 57 | 100 | 60 | 230 | 230 | 0.00119 | 0.01244 | 0.02798 | 0 | 0 | 0 | 0 | 0 | 0 | 1 | 0 | 6000 | 0 | 0 |  |  |  | -360 | 360
64 | Line_65 | 1 | Line 54-57 | 54 | 57 | 100 | 60 | 230 | 230 | 0.00119 | 0.01244 | 0.02798 | 0 | 0 | 0 | 0 | 0 | 0 | 1 | 0 | 6000 | 0 | 0 |  |  |  | -360 | 360
65 | Line_66 | 1 | Line 54-61 | 54 | 61 | 100 | 60 | 230 | 230 | 0.00128 | 0.00979 | 0.0212 | 0 | 0 | 0 | 0 | 0 | 0 | 1 | 0 | 6000 | 0 | 0 |  |  |  | -360 | 360
66 | Line_67 | 1 | Line 56-57 | 56 | 57 | 100 | 60 | 230 | 230 | 0.0011 | 0.01189 | 0.02514 | 0 | 0 | 0 | 0 | 0 | 0 | 1 | 0 | 6000 | 0 | 0 |  |  |  | -360 | 360
67 | Line_68 | 1 | Line 60-136 | 60 | 136 | 100 | 60 | 230 | 230 | 0.0014 | 0.0264 | 0.102 | 0 | 0 | 0 | 0 | 0 | 0 | 1 | 0 | 6000 | 0 | 3070 |  |  |  | -360 | 360
68 | Line_69 | 1 | Line 60-149 | 60 | 149 | 100 | 60 | 230 | 230 | 0.00065 | 0.01187 | 0.04672 | 0 | 0 | 0 | 0 | 0 | 0 | 1 | 0 | 6000 | 0 | 3070 |  |  |  | -360 | 360
69 | Line_70 | 1 | Line 60-149 | 60 | 149 | 100 | 60 | 230 | 230 | 0.00065 | 0.01187 | 0.04672 | 0 | 0 | 0 | 0 | 0 | 0 | 1 | 0 | 6000 | 0 | 3070 |  |  |  | -360 | 360
70 | Line_71 | 1 | Line 63-138 | 63 | 138 | 100 | 60 | 500 | 500 | 0.00179 | 0.02524 | 0.53546 | 0 | 0 | 0 | 0 | 0 | 0 | 1 | 0 | 6000 | 0 | 0 |  |  |  | -360 | 360
71 | Line_72 | 1 | Line 63-138 | 63 | 138 | 100 | 60 | 500 | 500 | 0.00179 | 0.02524 | 0.53546 | 0 | 0 | 0 | 0 | 0 | 0 | 1 | 0 | 6000 | 0 | 0 |  |  |  | -360 | 360
72 | Line_73 | 1 | Line 63-141 | 63 | 141 | 100 | 60 | 500 | 500 | 0.0002 | 0.0041 | 0.2962 | 0 | 0 | 0 | 0 | 0 | 0 | 1 | 0 | 6000 | 0 | 0 |  |  |  | -360 | 360
73 | Line_74 | 1 | Line 65-77 | 65 | 77 | 100 | 60 | 500 | 500 | 0.0007 | 0.074 | 4.87 | 0 | 0 | 0 | 0 | 0 | 0 | 1 | 0 | 6000 | 0 | 0 |  |  |  | -360 | 360
74 | Line_75 | 1 | Line 67-70 | 67 | 70 | 100 | 60 | 230 | 230 | 6e-05 | 0.00131 | 0.00378 | 0 | 0 | 0 | 0 | 0 | 0 | 1 | 0 | 6000 | 0 | 3020 |  |  |  | -360 | 360
75 | Line_76 | 1 | Line 67-70 | 67 | 70 | 100 | 60 | 230 | 230 | 6e-05 | 0.00116 | 0.00332 | 0 | 0 | 0 | 0 | 0 | 0 | 1 | 0 | 6000 | 0 | 3020 |  |  |  | -360 | 360
76 | Line_77 | 1 | Line 68-71 | 68 | 71 | 100 | 60 | 500 | 500 | 1e-05 | 0.0003 | 0.01434 | 0 | 0 | 0 | 0 | 0 | 0 | 1 | 0 | 6000 | 0 | 3450 |  |  |  | -360 | 360
77 | Line_78 | 1 | Line 68-71 | 68 | 71 | 100 | 60 | 500 | 500 | 1e-05 | 0.0003 | 0.01844 | 0 | 0 | 0 | 0 | 0 | 0 | 1 | 0 | 6000 | 0 | 3450 |  |  |  | -360 | 360
78 | Line_79 | 1 | Line 68-75 | 68 | 75 | 100 | 60 | 500 | 500 | 0.00023 | 0.00451 | 0.3332 | 0 | 0 | 0 | 0 | 0 | 0 | 1 | 0 | 6000 | 0 | 2175 |  |  |  | -360 | 360
79 | Line_80 | 1 | Line 68-75 | 68 | 75 | 100 | 60 | 500 | 500 | 0.0002 | 0.00446 | 0.305 | 0 | 0 | 0 | 0 | 0 | 0 | 1 | 0 | 6000 | 0 | 2175 |  |  |  | -360 | 360
80 | Line_81 | 1 | Line 72-74 | 72 | 74 | 100 | 60 | 500 | 500 | 0.00179 | 0.01405 | 3.68 | 0 | 0 | 0 | 0 | 0 | 0 | 1 | 0 | 6000 | 0 | 0 |  |  |  | -360 | 360
81 | Line_82 | 1 | Line 73-77 | 73 | 77 | 100 | 60 | 500 | 500 | 0.00113 | 0.02069 | 1.8553 | 0 | 0 | 0 | 0 | 0 | 0 | 1 | 0 | 6000 | 0 | 0 |  |  |  | -360 | 360
82 | Line_83 | 1 | Line 74-75 | 74 | 75 | 100 | 60 | 500 | 500 | 0.00196 | 0.03304 | 1.88 | 0 | 0 | 0 | 0 | 0 | 0 | 1 | 0 | 6000 | 0 | 0 |  |  |  | -360 | 360
83 | Line_84 | 1 | Line 74-77 | 74 | 77 | 100 | 60 | 500 | 500 | 0.00142 | 0.02258 | 1.88 | 0 | 0 | 0 | 0 | 0 | 0 | 1 | 0 | 6000 | 0 | 0 |  |  |  | -360 | 360
84 | Line_85 | 1 | Line 75-77 | 75 | 77 | 100 | 60 | 500 | 500 | 0.0012 | 0.02316 | 1.7152 | 0 | 0 | 0 | 0 | 0 | 0 | 1 | 0 | 6000 | 0 | 0 |  |  |  | -360 | 360
85 | Line_86 | 1 | Line 75-77 | 75 | 77 | 100 | 60 | 500 | 500 | 0.0003 | 0.02 | 3.6 | 0 | 0 | 0 | 0 | 0 | 0 | 1 | 0 | 6000 | 0 | 0 |  |  |  | -360 | 360
86 | Line_87 | 1 | Line 75-81 | 75 | 81 | 100 | 60 | 500 | 500 | 0.00063 | 0.01412 | 1.0976 | 0 | 0 | 0 | 0 | 0 | 0 | 1 | 0 | 6000 | 0 | 3450 |  |  |  | -360 | 360
87 | Line_88 | 1 | Line 75-81 | 75 | 81 | 100 | 60 | 500 | 500 | 0.00109 | 0.02408 | 1.5554 | 0 | 0 | 0 | 0 | 0 | 0 | 1 | 0 | 6000 | 0 | 3020 |  |  |  | -360 | 360
88 | Line_89 | 1 | Line 75-81 | 75 | 81 | 100 | 60 | 500 | 500 | 0.00108 | 0.02409 | 1.5535 | 0 | 0 | 0 | 0 | 0 | 0 | 1 | 0 | 6000 | 0 | 3020 |  |  |  | -360 | 360
89 | Line_90 | 1 | Line 77-79 | 77 | 79 | 100 | 60 | 500 | 500 | 0.0002 | 0.0082 | 1.3 | 0 | 0 | 0 | 0 | 0 | 0 | 1 | 0 | 6000 | 0 | 0 |  |  |  | -360 | 360
90 | Line_91 | 1 | Line 77-79 | 77 | 79 | 100 | 60 | 500 | 500 | 0.0002 | 0.0082 | 1.3 | 0 | 0 | 0 | 0 | 0 | 0 | 1 | 0 | 6000 | 0 | 0 |  |  |  | -360 | 360
91 | Line_92 | 1 | Line 80-98 | 80 | 98 | 100 | 60 | 500 | 500 | 0.00264 | 0.05356 | 5.2907 | 0 | 0 | 0 | 0 | 0 | 0 | 1 | 0 | 6000 | 0 | 3600 |  |  |  | -360 | 360
92 | Line_93 | 1 | Line 80-179 | 80 | 179 | 100 | 60 | 500 | 500 | 0 | -0.02667 | 0 | 0 | 0 | 0 | 0 | 0 | 0 | 1 | 0 | 6000 | 0 | 1732 |  |  |  | -360 | 360
93 | Line_94 | 1 | Line 81-86 | 81 | 86 | 100 | 60 | 500 | 500 | 0.00041 | 0.00737 | 0.72694 | 0 | 0 | 0 | 0 | 0 | 0 | 1 | 0 | 6000 | 0 | 3450 |  |  |  | -360 | 360
94 | Line_95 | 1 | Line 81-90 | 81 | 90 | 100 | 60 | 500 | 500 | 0.00066 | 0.01266 | 0.95976 | 0 | 0 | 0 | 0 | 0 | 0 | 1 | 0 | 6000 | 0 | 3020 |  |  |  | -360 | 360
95 | Line_96 | 1 | Line 81-94 | 81 | 94 | 100 | 60 | 500 | 500 | 0.00066 | 0.01266 | 0.95976 | 0 | 0 | 0 | 0 | 0 | 0 | 1 | 0 | 6000 | 0 | 3020 |  |  |  | -360 | 360
96 | Line_97 | 1 | Line 82-88 | 82 | 88 | 100 | 60 | 500 | 500 | 0.00072 | 0.01382 | 1.2757 | 0 | 0 | 0 | 0 | 0 | 0 | 1 | 0 | 6000 | 0 | 3600 |  |  |  | -360 | 360
97 | Line_98 | 1 | Line 82-93 | 82 | 93 | 100 | 60 | 500 | 500 | 0.00078 | 0.01502 | 1.1381 | 0 | 0 | 0 | 0 | 0 | 0 | 1 | 0 | 6000 | 0 | 3020 |  |  |  | -360 | 360
98 | Line_99 | 1 | Line 82-97 | 82 | 97 | 100 | 60 | 500 | 500 | 0.00074 | 0.01413 | 1.0663 | 0 | 0 | 0 | 0 | 0 | 0 | 1 | 0 | 6000 | 0 | 3020 |  |  |  | -360 | 360
99 | Line_100 | 1 | Line 82-167 | 82 | 167 | 100 | 60 | 500 | 500 | 0 | -0.0072 | 0 | 0 | 0 | 0 | 0 | 0 | 0 | 1 | 0 | 704.1794 | 0 | 1800 |  |  |  | -360 | 360
100 | Line_101 | 1 | Line 82-169 | 82 | 169 | 100 | 60 | 500 | 500 | 0 | -0.00864 | 0 | 0 | 0 | 0 | 0 | 0 | 0 | 1 | 0 | 704.1794 | 0 | 1800 |  |  |  | -360 | 360
101 | Line_102 | 1 | Line 82-171 | 82 | 171 | 100 | 60 | 500 | 500 | 0 | -0.01 | 0 | 0 | 0 | 0 | 0 | 0 | 0 | 1 | 0 | 704.1794 | 0 | 0 |  |  |  | -360 | 360
102 | Line_103 | 1 | Line 83-98 | 83 | 98 | 100 | 60 | 500 | 500 | 0 | -0.02667 | 0 | 0 | 0 | 0 | 0 | 0 | 0 | 1 | 0 | 6000 | 0 | 1732 |  |  |  | -360 | 360
103 | Line_104 | 1 | Line 84-155 | 84 | 155 | 100 | 60 | 345 | 345 | 0.0062 | 0.0673 | 1.1156 | 0 | 0 | 0 | 0 | 0 | 0 | 1 | 0 | 6000 | 0 | 0 |  |  |  | -360 | 360
104 | Line_105 | 1 | Line 85-87 | 85 | 87 | 100 | 60 | 500 | 500 | 0.0006 | 0.01036 | 1.0146 | 0 | 0 | 0 | 0 | 0 | 0 | 1 | 0 | 6000 | 0 | 3450 |  |  |  | -360 | 360
105 | Line_106 | 1 | Line 85-89 | 85 | 89 | 100 | 60 | 500 | 500 | 0.00012 | 0.00238 | 0.21926 | 0 | 0 | 0 | 0 | 0 | 0 | 1 | 0 | 6000 | 0 | 3600 |  |  |  | -360 | 360
106 | Line_107 | 1 | Line 85-179 | 85 | 179 | 100 | 60 | 500 | 500 | 0.00122 | 0.02373 | 2.2071 | 0 | 0 | 0 | 0 | 0 | 0 | 1 | 0 | 6000 | 0 | 3600 |  |  |  | -360 | 360
107 | Line_108 | 1 | Line 86-87 | 86 | 87 | 100 | 60 | 500 | 500 | 0 | -0.01263 | 0 | 0 | 0 | 0 | 0 | 0 | 0 | 1 | 0 | 6000 | 0 | 2000 |  |  |  | -360 | 360
108 | Line_109 | 1 | Line 88-89 | 88 | 89 | 100 | 60 | 500 | 500 | 0 | -0.00858 | 0 | 0 | 0 | 0 | 0 | 0 | 0 | 1 | 0 | 6000 | 0 | 2000 |  |  |  | -360 | 360
109 | Line_110 | 1 | Line 90-91 | 90 | 91 | 100 | 60 | 500 | 500 | 0 | -0.01263 | 0 | 0 | 0 | 0 | 0 | 0 | 0 | 1 | 0 | 6000 | 0 | 2400 |  |  |  | -360 | 360
110 | Line_111 | 1 | Line 91-92 | 91 | 92 | 100 | 60 | 500 | 500 | 0.00074 | 0.01428 | 1.0822 | 0 | 0 | 0 | 0 | 0 | 0 | 1 | 0 | 6000 | 0 | 3020 |  |  |  | -360 | 360
111 | Line_112 | 1 | Line 92-93 | 92 | 93 | 100 | 60 | 500 | 500 | 0 | -0.01263 | 0 | 0 | 0 | 0 | 0 | 0 | 0 | 1 | 0 | 6000 | 0 | 2400 |  |  |  | -360 | 360
112 | Line_113 | 1 | Line 94-95 | 94 | 95 | 100 | 60 | 500 | 500 | 0 | -0.01263 | 0 | 0 | 0 | 0 | 0 | 0 | 0 | 1 | 0 | 6000 | 0 | 2000 |  |  |  | -360 | 360
113 | Line_114 | 1 | Line 95-96 | 95 | 96 | 100 | 60 | 500 | 500 | 0.00074 | 0.01428 | 1.0822 | 0 | 0 | 0 | 0 | 0 | 0 | 1 | 0 | 6000 | 0 | 3020 |  |  |  | -360 | 360
114 | Line_115 | 1 | Line 96-97 | 96 | 97 | 100 | 60 | 500 | 500 | 0 | -0.01263 | 0 | 0 | 0 | 0 | 0 | 0 | 0 | 1 | 0 | 6000 | 0 | 2000 |  |  |  | -360 | 360
115 | Line_116 | 1 | Line 99-100 | 99 | 100 | 100 | 60 | 200 | 200 | 0.02482 | 0.16938 | 0.20232 | 0 | 0 | 0 | 0 | 0 | 0 | 1 | 0 | 6000 | 0 | 838 |  |  |  | -360 | 360
116 | Line_117 | 1 | Line 99-116 | 99 | 116 | 100 | 60 | 200 | 200 | 0.0148 | 0.10101 | 0.12066 | 0 | 0 | 0 | 0 | 0 | 0 | 1 | 0 | 6000 | 0 | 838 |  |  |  | -360 | 360
117 | Line_118 | 1 | Line 100-104 | 100 | 104 | 100 | 60 | 200 | 200 | 0.01382 | 0.09268 | 0.1106 | 0 | 0 | 0 | 0 | 0 | 0 | 1 | 0 | 6000 | 0 | 747 |  |  |  | -360 | 360
118 | Line_119 | 1 | Line 100-105 | 100 | 105 | 100 | 60 | 200 | 200 | 0.01668 | 0.11381 | 0.13608 | 0 | 0 | 0 | 0 | 0 | 0 | 1 | 0 | 6000 | 0 | 838 |  |  |  | -360 | 360
119 | Line_120 | 1 | Line 100-112 | 100 | 112 | 100 | 60 | 200 | 200 | 0.01113 | 0.06678 | 0.07286 | 0 | 0 | 0 | 0 | 0 | 0 | 1 | 0 | 6000 | 0 | 752 |  |  |  | -360 | 360
120 | Line_121 | 1 | Line 100-112 | 100 | 112 | 100 | 60 | 200 | 200 | 0.0105 | 0.0654 | 0.0686 | 0 | 0 | 0 | 0 | 0 | 0 | 1 | 0 | 6000 | 0 | 602 |  |  |  | -360 | 360
121 | Line_122 | 1 | Line 100-112 | 100 | 112 | 100 | 60 | 200 | 200 | 0.01105 | 0.06642 | 0.0716 | 0 | 0 | 0 | 0 | 0 | 0 | 1 | 0 | 6000 | 0 | 752 |  |  |  | -360 | 360
122 | Line_123 | 1 | Line 100-116 | 100 | 116 | 100 | 60 | 200 | 200 | 0.03903 | 0.27403 | 0.31072 | 0 | 0 | 0 | 0 | 0 | 0 | 1 | 0 | 6000 | 0 | 747 |  |  |  | -360 | 360
123 | Line_124 | 1 | Line 101-103 | 101 | 103 | 100 | 60 | 500 | 500 | 0.00079 | 0.01937 | 1.3285 | 0 | 0 | 0 | 0 | 0 | 0 | 1 | 0 | 6000 | 0 | 0 |  |  |  | -360 | 360
124 | Line_125 | 1 | Line 101-107 | 101 | 107 | 100 | 60 | 500 | 500 | 0.00087 | 0.02087 | 1.4571 | 0 | 0 | 0 | 0 | 0 | 0 | 1 | 0 | 6000 | 0 | 0 |  |  |  | -360 | 360
125 | Line_126 | 1 | Line 101-107 | 101 | 107 | 100 | 60 | 500 | 500 | 0.00087 | 0.02087 | 1.4571 | 0 | 0 | 0 | 0 | 0 | 0 | 1 | 0 | 6000 | 0 | 0 |  |  |  | -360 | 360
126 | Line_127 | 1 | Line 103-106 | 103 | 106 | 100 | 60 | 500 | 500 | 0.00083 | 0.01985 | 0 | 0 | 0 | 0 | 0 | 0 | 0 | 1 | 0 | 6000 | 0 | 2450 |  |  |  | -360 | 360
127 | Line_128 | 1 | Line 103-133 | 103 | 133 | 100 | 60 | 500 | 500 | 0.00093 | 0.03644 | 1.3895 | 0 | 0 | 0 | 0 | 0 | 0 | 1 | 0 | 6000 | 0 | 2450 |  |  |  | -360 | 360
128 | Line_129 | 1 | Line 103-134 | 103 | 134 | 100 | 60 | 500 | 500 | 0.00072 | 0.016 | 1.0879 | 0 | 0 | 0 | 0 | 0 | 0 | 1 | 0 | 6000 | 0 | 2450 |  |  |  | -360 | 360
129 | Line_130 | 1 | Line 104-116 | 104 | 116 | 100 | 60 | 200 | 200 | 0.03058 | 0.2046 | 0.24472 | 0 | 0 | 0 | 0 | 0 | 0 | 1 | 0 | 6000 | 0 | 747 |  |  |  | -360 | 360
130 | Line_131 | 1 | Line 105-116 | 105 | 116 | 100 | 60 | 200 | 200 | 0.02235 | 0.16106 | 0.18342 | 0 | 0 | 0 | 0 | 0 | 0 | 1 | 0 | 6000 | 0 | 838 |  |  |  | -360 | 360
131 | Line_132 | 1 | Line 106-107 | 106 | 107 | 100 | 60 | 500 | 500 | 0.00153 | 0.0147 | 0 | 0 | 0 | 0 | 0 | 0 | 0 | 1 | 0 | 6000 | 0 | 1560 |  |  |  | -360 | 360
132 | Line_133 | 1 | Line 106-109 | 106 | 109 | 100 | 60 | 500 | 500 | 0.00053 | 0.01297 | 0 | 0 | 0 | 0 | 0 | 0 | 0 | 1 | 0 | 6000 | 0 | 2450 |  |  |  | -360 | 360
133 | Line_134 | 1 | Line 107-132 | 107 | 132 | 100 | 60 | 500 | 500 | 2e-05 | -0.01331 | 0 | 0 | 0 | 0 | 0 | 0 | 0 | 1 | 0 | 6000 | 0 | 1800 |  |  |  | -360 | 360
134 | Line_135 | 1 | Line 107-134 | 107 | 134 | 100 | 60 | 500 | 500 | 2e-05 | -0.00998 | 0 | 0 | 0 | 0 | 0 | 0 | 0 | 1 | 0 | 6000 | 0 | 2450 |  |  |  | -360 | 360
135 | Line_136 | 1 | Line 107-173 | 107 | 173 | 100 | 60 | 500 | 500 | 0 | -0.00935 | 0 | 0 | 0 | 0 | 0 | 0 | 0 | 1 | 0 | 6000 | 0 | 2134 |  |  |  | -360 | 360
136 | Line_137 | 1 | Line 107-175 | 107 | 175 | 100 | 60 | 500 | 500 | 0 | -0.00944 | 0 | 0 | 0 | 0 | 0 | 0 | 0 | 1 | 0 | 6000 | 0 | 2134 |  |  |  | -360 | 360
137 | Line_138 | 1 | Line 107-177 | 107 | 177 | 100 | 60 | 500 | 500 | 0 | -0.00935 | 0 | 0 | 0 | 0 | 0 | 0 | 0 | 1 | 0 | 6000 | 0 | 2134 |  |  |  | -360 | 360
138 | Line_139 | 1 | Line 110-119 | 110 | 119 | 100 | 60 | 500 | 500 | 0 | -0.01 | 0 | 0 | 0 | 0 | 0 | 0 | 0 | 1 | 0 | 6000 | 0 | 2667 |  |  |  | -360 | 360
139 | Line_140 | 1 | Line 110-172 | 110 | 172 | 100 | 60 | 500 | 500 | 0 | -0.01 | 0 | 0 | 0 | 0 | 0 | 0 | 0 | 1 | 0 | 6000 | 0 | 0 |  |  |  | -360 | 360
140 | Line_141 | 1 | Line 113-123 | 113 | 123 | 100 | 60 | 500 | 500 | 2e-05 | -0.00998 | 0 | 0 | 0 | 0 | 0 | 0 | 0 | 1 | 0 | 6000 | 0 | 1800 |  |  |  | -360 | 360
141 | Line_142 | 1 | Line 113-125 | 113 | 125 | 100 | 60 | 500 | 500 | 2e-05 | -0.00998 | 0 | 0 | 0 | 0 | 0 | 0 | 0 | 1 | 0 | 6000 | 0 | 1800 |  |  |  | -360 | 360
142 | Line_143 | 1 | Line 113-168 | 113 | 168 | 100 | 60 | 500 | 500 | 0 | -0.0072 | 0 | 0 | 0 | 0 | 0 | 0 | 0 | 1 | 0 | 6000 | 0 | 1800 |  |  |  | -360 | 360
143 | Line_144 | 1 | Line 113-170 | 113 | 170 | 100 | 60 | 500 | 500 | 0 | -0.0072 | 0 | 0 | 0 | 0 | 0 | 0 | 0 | 1 | 0 | 6000 | 0 | 1800 |  |  |  | -360 | 360
144 | Line_145 | 1 | Line 114-124 | 114 | 124 | 100 | 60 | 500 | 500 | 1e-05 | -0.00666 | 0 | 0 | 0 | 0 | 0 | 0 | 0 | 1 | 0 | 6000 | 0 | 1800 |  |  |  | -360 | 360
145 | Line_146 | 1 | Line 114-126 | 114 | 126 | 100 | 60 | 500 | 500 | 1e-05 | -0.00666 | 0 | 0 | 0 | 0 | 0 | 0 | 0 | 1 | 0 | 6000 | 0 | 1800 |  |  |  | -360 | 360
146 | Line_147 | 1 | Line 114-127 | 114 | 127 | 100 | 60 | 500 | 500 | 1e-05 | -0.0112 | 0 | 0 | 0 | 0 | 0 | 0 | 0 | 1 | 0 | 6000 | 0 | 2667 |  |  |  | -360 | 360
147 | Line_148 | 1 | Line 114-129 | 114 | 129 | 100 | 60 | 500 | 500 | 1e-05 | -0.0072 | 0 | 0 | 0 | 0 | 0 | 0 | 0 | 1 | 0 | 6000 | 0 | 2667 |  |  |  | -360 | 360
148 | Line_149 | 1 | Line 118-122 | 118 | 122 | 100 | 60 | 500 | 500 | 0 | -0.01 | 0 | 0 | 0 | 0 | 0 | 0 | 0 | 1 | 0 | 6000 | 0 | 2667 |  |  |  | -360 | 360
149 | Line_150 | 1 | Line 118-128 | 118 | 128 | 100 | 60 | 500 | 500 | 1e-05 | -0.0112 | 0 | 0 | 0 | 0 | 0 | 0 | 0 | 1 | 0 | 6000 | 0 | 2667 |  |  |  | -360 | 360
150 | Line_151 | 1 | Line 118-130 | 118 | 130 | 100 | 60 | 500 | 500 | 1e-05 | -0.0036 | 0 | 0 | 0 | 0 | 0 | 0 | 0 | 1 | 0 | 6000 | 0 | 2667 |  |  |  | -360 | 360
151 | Line_152 | 1 | Line 118-131 | 118 | 131 | 100 | 60 | 500 | 500 | 1e-05 | -0.00755 | 0 | 0 | 0 | 0 | 0 | 0 | 0 | 1 | 0 | 6000 | 0 | 0 |  |  |  | -360 | 360
152 | Line_153 | 1 | Line 118-133 | 118 | 133 | 100 | 60 | 500 | 500 | 1e-05 | -0.01098 | 0 | 0 | 0 | 0 | 0 | 0 | 0 | 1 | 0 | 6000 | 0 | 2450 |  |  |  | -360 | 360
153 | Line_154 | 1 | Line 119-120 | 119 | 120 | 100 | 60 | 500 | 500 | 0.00076 | 0.01952 | 1.8245 | 0 | 0 | 0 | 0 | 0 | 0 | 1 | 0 | 6000 | 0 | 2894 |  |  |  | -360 | 360
154 | Line_155 | 1 | Line 120-121 | 120 | 121 | 100 | 60 | 500 | 500 | 0 | -0.01 | 0 | 0 | 0 | 0 | 0 | 0 | 0 | 1 | 0 | 6000 | 0 | 2667 |  |  |  | -360 | 360
155 | Line_156 | 1 | Line 121-122 | 121 | 122 | 100 | 60 | 500 | 500 | 0.00082 | 0.02119 | 1.9842 | 0 | 0 | 0 | 0 | 0 | 0 | 1 | 0 | 6000 | 0 | 2894 |  |  |  | -360 | 360
156 | Line_157 | 1 | Line 123-124 | 123 | 124 | 100 | 60 | 500 | 500 | 0.0014 | 0.02338 | 1.475 | 0 | 0 | 0 | 0 | 0 | 0 | 1 | 0 | 6000 | 0 | 2396 |  |  |  | -360 | 360
157 | Line_158 | 1 | Line 125-126 | 125 | 126 | 100 | 60 | 500 | 500 | 0.0014 | 0.02338 | 1.475 | 0 | 0 | 0 | 0 | 0 | 0 | 1 | 0 | 6000 | 0 | 2396 |  |  |  | -360 | 360
158 | Line_159 | 1 | Line 127-128 | 127 | 128 | 100 | 60 | 500 | 500 | 0.00154 | 0.03409 | 2.3114 | 0 | 0 | 0 | 0 | 0 | 0 | 1 | 0 | 6000 | 0 | 2450 |  |  |  | -360 | 360
159 | Line_160 | 1 | Line 129-130 | 129 | 130 | 100 | 60 | 500 | 500 | 0.00095 | 0.02102 | 1.4252 | 0 | 0 | 0 | 0 | 0 | 0 | 1 | 0 | 6000 | 0 | 2450 |  |  |  | -360 | 360
160 | Line_161 | 1 | Line 131-132 | 131 | 132 | 100 | 60 | 500 | 500 | 0.00165 | 0.05719 | 2.4774 | 0 | 0 | 0 | 0 | 0 | 0 | 1 | 0 | 6000 | 0 | 2450 |  |  |  | -360 | 360
161 | Line_162 | 1 | Line 135-151 | 135 | 151 | 100 | 60 | 500 | 500 | 0.00042 | 0.00905 | 0.66794 | 0 | 0 | 0 | 0 | 0 | 0 | 1 | 0 | 6000 | 0 | 3600 |  |  |  | -360 | 360
162 | Line_163 | 1 | Line 136-142 | 136 | 142 | 100 | 60 | 230 | 230 | 0.0019 | 0.0258 | 0.0984 | 0 | 0 | 0 | 0 | 0 | 0 | 1 | 0 | 6000 | 0 | 2320 |  |  |  | -360 | 360
163 | Line_164 | 1 | Line 136-149 | 136 | 149 | 100 | 60 | 230 | 230 | 0.00845 | 0.07034 | 0.15954 | 0 | 0 | 0 | 0 | 0 | 0 | 1 | 0 | 6000 | 0 | 1160 |  |  |  | -360 | 360
164 | Line_165 | 1 | Line 138-141 | 138 | 141 | 100 | 60 | 500 | 500 | 0.00193 | 0.02779 | 4.6712 | 0 | 0 | 0 | 0 | 0 | 0 | 1 | 0 | 6000 | 0 | 3600 |  |  |  | -360 | 360
165 | Line_166 | 1 | Line 138-146 | 138 | 146 | 100 | 60 | 500 | 500 | 0.00056 | 0.01415 | 1.0429 | 0 | 0 | 0 | 0 | 0 | 0 | 1 | 0 | 286.3883 | 0 | 3600 |  |  |  | -360 | 360
166 | Line_167 | 1 | Line 140-142 | 140 | 142 | 100 | 60 | 230 | 230 | 0.0011 | 0.0127 | 0.048 | 0 | 0 | 0 | 0 | 0 | 0 | 1 | 0 | 6000 | 0 | 2320 |  |  |  | -360 | 360
167 | Line_168 | 1 | Line 141-144 | 141 | 144 | 100 | 60 | 500 | 500 | 0.00028 | 0.00753 | 0.51736 | 0 | 0 | 0 | 0 | 0 | 0 | 1 | 0 | 6000 | 0 | 3600 |  |  |  | -360 | 360
168 | Line_169 | 1 | Line 141-144 | 141 | 144 | 100 | 60 | 500 | 500 | 0.00035 | 0.0075 | 0.5536 | 0 | 0 | 0 | 0 | 0 | 0 | 1 | 0 | 6000 | 0 | 3600 |  |  |  | -360 | 360
169 | Line_170 | 1 | Line 141-146 | 141 | 146 | 100 | 60 | 500 | 500 | 0.0019 | 0.031 | 4.1402 | 0 | 0 | 0 | 0 | 0 | 0 | 1 | 0 | 286.3883 | 0 | 3600 |  |  |  | -360 | 360
170 | Line_171 | 1 | Line 141-150 | 141 | 150 | 100 | 60 | 500 | 500 | 0.0006 | 0.0128 | 0.9462 | 0 | 0 | 0 | 0 | 0 | 0 | 1 | 0 | 6000 | 0 | 3600 |  |  |  | -360 | 360
171 | Line_172 | 1 | Line 141-152 | 141 | 152 | 100 | 60 | 500 | 500 | 0.00044 | 0.01125 | 0.8292 | 0 | 0 | 0 | 0 | 0 | 0 | 1 | 0 | 6000 | 0 | 3600 |  |  |  | -360 | 360
172 | Line_173 | 1 | Line 141-152 | 141 | 152 | 100 | 60 | 500 | 500 | 0.00044 | 0.01125 | 0.8292 | 0 | 0 | 0 | 0 | 0 | 0 | 1 | 0 | 6000 | 0 | 3600 |  |  |  | -360 | 360
173 | Line_174 | 1 | Line 142-145 | 142 | 145 | 100 | 60 | 230 | 230 | 0.00138 | 0.05399 | 0.15252 | 0 | 0 | 0 | 0 | 0 | 0 | 1 | 0 | 6000 | 0 | 2320 |  |  |  | -360 | 360
174 | Line_175 | 1 | Line 142-153 | 142 | 153 | 100 | 60 | 230 | 230 | 0.0032 | 0.0395 | 0.144 | 0 | 0 | 0 | 0 | 0 | 0 | 1 | 0 | 6000 | 0 | 2320 |  |  |  | -360 | 360
175 | Line_176 | 1 | Line 144-150 | 144 | 150 | 100 | 60 | 500 | 500 | 0.00021 | 0.00457 | 0.32336 | 0 | 0 | 0 | 0 | 0 | 0 | 1 | 0 | 6000 | 0 | 3600 |  |  |  | -360 | 360
176 | Line_177 | 1 | Line 149-153 | 149 | 153 | 100 | 60 | 230 | 230 | 0.00285 | 0.03649 | 0.12656 | 0 | 0 | 0 | 0 | 0 | 0 | 1 | 0 | 6000 | 0 | 2320 |  |  |  | -360 | 360
177 | Line_178 | 1 | Line 149-153 | 149 | 153 | 100 | 60 | 230 | 230 | 0.00138 | 0.03399 | 0.11252 | 0 | 0 | 0 | 0 | 0 | 0 | 1 | 0 | 6000 | 0 | 2320 |  |  |  | -360 | 360
178 | Line_179 | 1 | Line 150-151 | 150 | 151 | 100 | 60 | 500 | 500 | 0.0004 | 0.0093 | 0.6856 | 0 | 0 | 0 | 0 | 0 | 0 | 1 | 0 | 6000 | 0 | 3600 |  |  |  | -360 | 360
179 | Line_180 | 1 | Line 152-174 | 152 | 174 | 100 | 60 | 500 | 500 | 0 | -0.00935 | 0 | 0 | 0 | 0 | 0 | 0 | 0 | 1 | 0 | 6000 | 0 | 2134 |  |  |  | -360 | 360
180 | Line_181 | 1 | Line 152-176 | 152 | 176 | 100 | 60 | 500 | 500 | 0 | -0.00935 | 0 | 0 | 0 | 0 | 0 | 0 | 0 | 1 | 0 | 6000 | 0 | 2134 |  |  |  | -360 | 360
181 | Line_182 | 1 | Line 152-178 | 152 | 178 | 100 | 60 | 500 | 500 | 0 | -0.0084 | 0 | 0 | 0 | 0 | 0 | 0 | 0 | 1 | 0 | 6000 | 0 | 2100 |  |  |  | -360 | 360
182 | Line_183 | 1 | Line 154-155 | 154 | 155 | 100 | 60 | 345 | 345 | 0.0024 | 0.0332 | 0.5849 | 0 | 0 | 0 | 0 | 0 | 0 | 1 | 0 | 6000 | 0 | 0 |  |  |  | -360 | 360
183 | Line_184 | 1 | Line 154-157 | 154 | 157 | 100 | 60 | 345 | 345 | 0.0052 | 0.0602 | 1.01 | 0 | 0 | 0 | 0 | 0 | 0 | 1 | 0 | 6000 | 0 | 0 |  |  |  | -360 | 360
184 | Line_185 | 1 | Line 154-157 | 154 | 157 | 100 | 60 | 345 | 345 | 0.0049 | 0.0537 | 0.8843 | 0 | 0 | 0 | 0 | 0 | 0 | 1 | 0 | 6000 | 0 | 0 |  |  |  | -360 | 360
185 | Line_186 | 1 | Line 154-159 | 154 | 159 | 100 | 60 | 345 | 345 | 0.0017 | 0.0225 | 0.3992 | 0 | 0 | 0 | 0 | 0 | 0 | 1 | 0 | 6000 | 0 | 0 |  |  |  | -360 | 360
186 | Line_187 | 1 | Line 154-159 | 154 | 159 | 100 | 60 | 345 | 345 | 0.0021 | 0.0238 | 0.3845 | 0 | 0 | 0 | 0 | 0 | 0 | 1 | 0 | 6000 | 0 | 0 |  |  |  | -360 | 360
187 | Line_188 | 1 | Line 154-164 | 154 | 164 | 100 | 60 | 345 | 345 | 0.0012 | 0.0172 | 0.2987 | 0 | 0 | 0 | 0 | 0 | 0 | 1 | 0 | 6000 | 0 | 0 |  |  |  | -360 | 360
188 | Line_189 | 1 | Line 154-166 | 154 | 166 | 100 | 60 | 345 | 345 | 0.0008 | 0.0106 | 0.2039 | 0 | 0 | 0 | 0 | 0 | 0 | 1 | 0 | 6000 | 0 | 0 |  |  |  | -360 | 360
189 | Line_190 | 1 | Line 155-166 | 155 | 166 | 100 | 60 | 345 | 345 | 0.0016 | 0.0226 | 0.381 | 0 | 0 | 0 | 0 | 0 | 0 | 1 | 0 | 6000 | 0 | 0 |  |  |  | -360 | 360
190 | Line_191 | 1 | Line 156-160 | 156 | 160 | 100 | 60 | 230 | 230 | 0.0108 | 0.0965 | 0.3296 | 0 | 0 | 0 | 0 | 0 | 0 | 1 | 0 | 6000 | 0 | 0 |  |  |  | -360 | 360
191 | Line_192 | 1 | Line 157-163 | 157 | 163 | 100 | 60 | 345 | 345 | 0.0096 | 0.0878 | 1.4265 | 0 | 0 | 0 | 0 | 0 | 0 | 1 | 0 | 6000 | 0 | 0 |  |  |  | -360 | 360
192 | Line_193 | 1 | Line 157-164 | 157 | 164 | 100 | 60 | 345 | 345 | 0.0034 | 0.0392 | 0.6524 | 0 | 0 | 0 | 0 | 0 | 0 | 1 | 0 | 6000 | 0 | 0 |  |  |  | -360 | 360
193 | Line_194 | 1 | Line 157-165 | 157 | 165 | 100 | 60 | 345 | 345 | 0.0034 | 0.0374 | 0.6208 | 0 | 0 | 0 | 0 | 0 | 0 | 1 | 0 | 6000 | 0 | 0 |  |  |  | -360 | 360
194 | Line_195 | 1 | Line 157-165 | 157 | 165 | 100 | 60 | 345 | 345 | 0.0034 | 0.0372 | 0.6182 | 0 | 0 | 0 | 0 | 0 | 0 | 1 | 0 | 6000 | 0 | 0 |  |  |  | -360 | 360
195 | Line_196 | 1 | Line 159-165 | 159 | 165 | 100 | 60 | 345 | 345 | 0.0038 | 0.034 | 0.5824 | 0 | 0 | 0 | 0 | 0 | 0 | 1 | 0 | 6000 | 0 | 0 |  |  |  | -360 | 360
196 | Line_197 | 1 | Line 159-165 | 159 | 165 | 100 | 60 | 345 | 345 | 0.0032 | 0.0349 | 0.5722 | 0 | 0 | 0 | 0 | 0 | 0 | 1 | 0 | 6000 | 0 | 0 |  |  |  | -360 | 360
197 | Line_198 | 1 | Line 167-168 | 167 | 168 | 100 | 60 | 500 | 500 | 0.00103 | 0.02338 | 1.5804 | 0 | 0 | 0 | 0 | 0 | 0 | 1 | 0 | 6000 | 0 | 3020 |  |  |  | -360 | 360
198 | Line_199 | 1 | Line 169-170 | 169 | 170 | 100 | 60 | 500 | 500 | 0.00107 | 0.0247 | 1.527 | 0 | 0 | 0 | 0 | 0 | 0 | 1 | 0 | 6000 | 0 | 3020 |  |  |  | -360 | 360
199 | Line_200 | 1 | Line 171-172 | 171 | 172 | 100 | 60 | 500 | 500 | 0.00103 | 0.0323 | 2.796 | 0 | 0 | 0 | 0 | 0 | 0 | 1 | 0 | 6000 | 0 | 0 |  |  |  | -360 | 360
200 | Line_201 | 1 | Line 173-174 | 173 | 174 | 100 | 60 | 500 | 500 | 0.00123 | 0.02659 | 1.987 | 0 | 0 | 0 | 0 | 0 | 0 | 1 | 0 | 6000 | 0 | 3600 |  |  |  | -360 | 360
201 | Line_202 | 1 | Line 175-176 | 175 | 176 | 100 | 60 | 500 | 500 | 0.00123 | 0.02662 | 1.9888 | 0 | 0 | 0 | 0 | 0 | 0 | 1 | 0 | 6000 | 0 | 3600 |  |  |  | -360 | 360
202 | Line_203 | 1 | Line 177-178 | 177 | 178 | 100 | 60 | 500 | 500 | 0.00112 | 0.02517 | 1.8359 | 0 | 0 | 0 | 0 | 0 | 0 | 1 | 0 | 6000 | 0 | 3600 |  |  |  | -360 | 360
203 | Line_204 | 1 | Line 1-2 | 1 | 2 | 100 | 60 | 500 | 345 | 0 | 0.0146 | 0 | 0 | 0 | 0 | 0 | 0 | 0 | 1 | 0 | 6000 | 0 | 0 |  |  |  | -360 | 360
204 | Line_205 | 1 | Line 1-3 | 1 | 3 | 100 | 60 | 500 | 20 | 0 | 0.0173 | 0 | 0 | 0 | 0 | 0 | 0 | 1 | 0.9545 | 0 | 6000 | 0 | 0 |  |  |  | -360 | 360
205 | Line_206 | 1 | Line 4-5 | 4 | 5 | 100 | 60 | 345 | 22 | 0 | 0.01238 | 0 | 0 | 0 | 0 | 0 | 0 | 0 | 1 | 0 | 6000 | 0 | 0 |  |  |  | -360 | 360
206 | Line_207 | 1 | Line 4-10 | 4 | 10 | 100 | 60 | 345 | 20 | 0 | 0.015 | 0 | 0 | 0 | 0 | 0 | 0 | 0 | 1 | 0 | 6000 | 0 | 0 |  |  |  | -360 | 360
207 | Line_208 | 1 | Line 6-7 | 6 | 7 | 100 | 60 | 500 | 345 | 0 | 0.011 | 0 | 0 | 0 | 0 | 0 | 0 | 1 | 1.063 | 0 | 6000 | 0 | 0 |  |  |  | -360 | 360
208 | Line_209 | 1 | Line 6-7 | 6 | 7 | 100 | 60 | 500 | 345 | 0 | 0.011 | 0 | 0 | 0 | 0 | 0 | 0 | 1 | 1.063 | 0 | 6000 | 0 | 0 |  |  |  | -360 | 360
209 | Line_210 | 1 | Line 7-8 | 7 | 8 | 100 | 60 | 345 | 22 | 0 | 0.0059 | 0 | 0 | 0 | 0 | 0 | 0 | 0 | 1 | 0 | 6000 | 0 | 3000 |  |  |  | -360 | 360
210 | Line_211 | 1 | Line 7-9 | 7 | 9 | 100 | 60 | 345 | 230 | 0.00028 | 0.0138 | 0 | 0 | 0 | 0 | 0 | 0 | 0 | 1 | 0 | 6000 | 0 | 430 |  |  |  | -360 | 360
211 | Line_212 | 1 | Line 7-9 | 7 | 9 | 100 | 60 | 345 | 230 | 0.00029 | 0.0139 | 0 | 0 | 0 | 0 | 0 | 0 | 0 | 1 | 0 | 6000 | 0 | 430 |  |  |  | -360 | 360
212 | Line_213 | 1 | Line 11-12 | 11 | 12 | 100 | 60 | 500 | 26 | 0 | 0.00666 | 0 | 0 | 0 | 0 | 0 | 0 | 1 | 1.08 | 0 | 6000 | 0 | 2000 |  |  |  | -360 | 360
213 | Line_214 | 1 | Line 15-14 | 15 | 14 | 100 | 60 | 500 | 24 | 6e-05 | 0.00495 | 0 | 0 | 0 | 0 | 0 | 0 | 1 | 1.1061 | 0 | 6000 | 0 | 3066 |  |  |  | -360 | 360
214 | Line_215 | 1 | Line 16-17 | 16 | 17 | 100 | 60 | 345 | 22 | 0 | 0.006 | 0 | 0 | 0 | 0 | 0 | 0 | 1 | 1.0435 | 0 | 6000 | 0 | 0 |  |  |  | -360 | 360
215 | Line_216 | 1 | Line 30-29 | 30 | 29 | 100 | 60 | 500 | 20 | 0 | 0.0015 | 0 | 0 | 0 | 0 | 0 | 0 | 1 | 1.05 | 0 | 6000 | 0 | 0 |  |  |  | -360 | 360
216 | Line_217 | 1 | Line 31-32 | 31 | 32 | 100 | 60 | 500 | 230 | 0 | 0.01 | 0 | 0 | 0 | 0 | 0 | 0 | 1 | 1.1 | 0 | 6000 | 0 | 0 |  |  |  | -360 | 360
217 | Line_218 | 1 | Line 33-34 | 33 | 34 | 100 | 60 | 230 | 20 | 0 | 0.002 | 0 | 0 | 0 | 0 | 0 | 0 | 0 | 1 | 0 | 6000 | 0 | 0 |  |  |  | -360 | 360
218 | Line_219 | 1 | Line 84-35 | 84 | 35 | 100 | 60 | 345 | 22 | 0 | 0.0046 | 0 | 0 | 0 | 0 | 0 | 0 | 0 | 1 | 0 | 6000 | 0 | 2000 |  |  |  | -360 | 360
219 | Line_220 | 1 | Line 37-47 | 37 | 47 | 100 | 60 | 500 | 230 | 0.00013 | 0.00693 | 0 | 0 | 0 | 0 | 0 | 0 | 1 | 1.05 | 0 | 6000 | 0 | 0 |  |  |  | -360 | 360
220 | Line_221 | 1 | Line 38-39 | 38 | 39 | 100 | 60 | 230 | 18 | 0.0005 | 0.0238 | 0 | 0 | 0 | 0 | 0 | 0 | 0 | 1 | 0 | 6000 | 0 | 0 |  |  |  | -360 | 360
221 | Line_222 | 1 | Line 41-42 | 41 | 42 | 100 | 60 | 230 | 18 | 0.00058 | 0.02535 | 0 | 0 | 0 | 0 | 0 | 0 | 1 | 1.0491 | 0 | 6000 | 0 | 0 |  |  |  | -360 | 360
222 | Line_223 | 1 | Line 43-44 | 43 | 44 | 100 | 60 | 345 | 26 | 0 | 0.0052 | 0 | 0 | 0 | 0 | 0 | 0 | 1 | 1.025 | 0 | 6000 | 0 | 0 |  |  |  | -360 | 360
223 | Line_224 | 1 | Line 47-46 | 47 | 46 | 100 | 60 | 230 | 11.5 | 0.00499 | 0.11473 | 0 | 0 | 0 | 0 | 0 | 0 | 1 | 1.0478 | 0 | 6000 | 0 | 0 |  |  |  | -360 | 360
224 | Line_225 | 1 | Line 48-47 | 48 | 47 | 100 | 60 | 500 | 230 | 0.00026 | 0.01386 | 0 | 0 | 0 | 0 | 0 | 0 | 1 | 1.05 | 0 | 6000 | 0 | 0 |  |  |  | -360 | 360
225 | Line_226 | 1 | Line 51-50 | 51 | 50 | 100 | 60 | 287 | 138 | 0.00059 | 0.01491 | 0 | 0 | 0 | 0 | 0 | 0 | 1 | 1.0017 | 0 | 6000 | 0 | 0 |  |  |  | -360 | 360
226 | Line_227 | 1 | Line 52-50 | 52 | 50 | 100 | 60 | 287 | 138 | 0.00059 | 0.01491 | 0 | 0 | 0 | 0 | 0 | 0 | 1 | 1.0017 | 0 | 6000 | 0 | 0 |  |  |  | -360 | 360
227 | Line_228 | 1 | Line 53-50 | 53 | 50 | 100 | 60 | 230 | 138 | 0.0003 | 0.0133 | 0 | 0 | 0 | 0 | 0 | 0 | 0 | 1 | 0 | 6000 | 0 | 0 |  |  |  | -360 | 360
228 | Line_229 | 1 | Line 53-50 | 53 | 50 | 100 | 60 | 230 | 138 | 0.0003 | 0.0134 | 0 | 0 | 0 | 0 | 0 | 0 | 0 | 1 | 0 | 6000 | 0 | 0 |  |  |  | -360 | 360
229 | Line_230 | 1 | Line 55-54 | 55 | 54 | 100 | 60 | 500 | 230 | 0.00013 | 0.01386 | 0 | 0 | 0 | 0 | 0 | 0 | 1 | 1.0106 | 0 | 6000 | 0 | 0 |  |  |  | -360 | 360
230 | Line_231 | 1 | Line 55-54 | 55 | 54 | 100 | 60 | 500 | 230 | 0.00013 | 0.01386 | 0 | 0 | 0 | 0 | 0 | 0 | 1 | 1.0106 | 0 | 6000 | 0 | 0 |  |  |  | -360 | 360
231 | Line_232 | 1 | Line 59-60 | 59 | 60 | 100 | 60 | 230 | 230 | 0 | 0.00115 | 0 | 0 | 0 | 0 | 0 | 0 | 1 | 1.0133 | 0 | 6000 | 0 | 0 |  |  |  | -360 | 360
232 | Line_233 | 1 | Line 63-62 | 63 | 62 | 100 | 60 | 500 | 287 | 0.0002 | 0.02338 | 0 | 0 | 0 | 0 | 0 | 0 | 1 | 0.9789 | 0 | 6000 | 0 | 0 |  |  |  | -360 | 360
233 | Line_234 | 1 | Line 65-64 | 65 | 64 | 100 | 60 | 500 | 20 | 0 | 0.005 | 0 | 0 | 0 | 0 | 0 | 0 | 1 | 1.09 | 0 | 6000 | 0 | 0 |  |  |  | -360 | 360
234 | Line_235 | 1 | Line 67-66 | 67 | 66 | 100 | 60 | 230 | 115 | 0.00089 | 0.0299 | 0 | 0 | 0 | 0 | 0 | 0 | 1 | 0.9873 | 0 | 6000 | 0 | 250 |  |  |  | -360 | 360
235 | Line_236 | 1 | Line 68-67 | 68 | 67 | 100 | 60 | 500 | 230 | 0.0002 | 0.01181 | 0 | 0 | 0 | 0 | 0 | 0 | 1 | 1.0238 | 0 | 6000 | 0 | 1008 |  |  |  | -360 | 360
236 | Line_237 | 1 | Line 68-67 | 68 | 67 | 100 | 60 | 500 | 230 | 9e-05 | 0.00735 | 0 | 0 | 0 | 0 | 0 | 0 | 1 | 1.0238 | 0 | 6000 | 0 | 1300 |  |  |  | -360 | 360
237 | Line_238 | 1 | Line 67-69 | 67 | 69 | 100 | 60 | 230 | 13.8 | 0 | 0.01034 | 0 | 0 | 0 | 0 | 0 | 0 | 1 | 1.0455 | 0 | 6000 | 0 | 2000 |  |  |  | -360 | 360
238 | Line_239 | 1 | Line 71-70 | 71 | 70 | 100 | 60 | 500 | 230 | 0 | 0.00221 | 0 | 0 | 0 | 0 | 0 | 0 | 1 | 1.0234 | 0 | 6000 | 0 | 2500 |  |  |  | -360 | 360
239 | Line_240 | 1 | Line 75-76 | 75 | 76 | 100 | 60 | 500 | 13.8 | 0 | 0.00375 | 0 | 0 | 0 | 0 | 0 | 0 | 1 | 1.0977 | 0 | 6000 | 0 | 5000 |  |  |  | -360 | 360
240 | Line_241 | 1 | Line 79-78 | 79 | 78 | 100 | 60 | 500 | 20 | 0 | 0.0025 | 0 | 0 | 0 | 0 | 0 | 0 | 1 | 1.066 | 0 | 6000 | 0 | 0 |  |  |  | -360 | 360
241 | Line_242 | 1 | Line 83-84 | 83 | 84 | 100 | 60 | 500 | 345 | 0 | 0.0072 | 0 | 0 | 0 | 0 | 0 | 0 | 1 | 1.05 | 0 | 6000 | 0 | 1500 |  |  |  | -360 | 360
242 | Line_243 | 1 | Line 101-102 | 101 | 102 | 100 | 60 | 500 | 25 | 0 | 0.0098 | 0 | 0 | 0 | 0 | 0 | 0 | 1 | 1.05 | 0 | 6000 | 0 | 0 |  |  |  | -360 | 360
243 | Line_244 | 1 | Line 108-107 | 108 | 107 | 100 | 60 | 200 | 500 | 0.0003 | 0.0174 | 0 | 0 | 0 | 0 | 0 | 0 | 1 | 1.119 | 0 | 6000 | 0 | 840 |  |  |  | -360 | 360
244 | Line_245 | 1 | Line 108-107 | 108 | 107 | 100 | 60 | 200 | 500 | 0.0002 | 0.0119 | 0 | 0 | 0 | 0 | 0 | 0 | 1 | 1.119 | 0 | 6000 | 0 | 1120 |  |  |  | -360 | 360
245 | Line_246 | 1 | Line 111-112 | 111 | 112 | 100 | 60 | 20 | 200 | 0 | 0.02281 | 0 | 0 | 0 | 0 | 0 | 0 | 1 | 0.9174 | 0 | 6000 | 0 | 0 |  |  |  | -360 | 360
246 | Line_247 | 1 | Line 112-113 | 112 | 113 | 100 | 60 | 200 | 500 | 0.0001 | 0.0174 | 0 | 0 | 0 | 0 | 0 | 0 | 1 | 1.119 | 0 | 6000 | 0 | 840 |  |  |  | -360 | 360
247 | Line_248 | 1 | Line 115-116 | 115 | 116 | 100 | 60 | 20 | 200 | 0 | 0.01815 | 0 | 0 | 0 | 0 | 0 | 0 | 1 | 0.9091 | 0 | 6000 | 0 | 0 |  |  |  | -360 | 360
248 | Line_249 | 1 | Line 116-118 | 116 | 118 | 100 | 60 | 200 | 500 | 0.0002 | 0.0125 | 0 | 0 | 0 | 0 | 0 | 0 | 1 | 1.119 | 0 | 6000 | 0 | 1120 |  |  |  | -360 | 360
249 | Line_250 | 1 | Line 117-118 | 117 | 118 | 100 | 60 | 20 | 500 | 0 | 0.00448 | 0 | 0 | 0 | 0 | 0 | 0 | 1 | 0.9452 | 0 | 6000 | 0 | 0 |  |  |  | -360 | 360
250 | Line_251 | 1 | Line 137-138 | 137 | 138 | 100 | 60 | 20 | 500 | 0 | 0.01512 | 0 | 0 | 0 | 0 | 0 | 0 | 1 | 0.996 | 0 | 6000 | 0 | 0 |  |  |  | -360 | 360
251 | Line_252 | 1 | Line 139-140 | 139 | 140 | 100 | 60 | 20 | 230 | 0 | 0.00365 | 0 | 0 | 0 | 0 | 0 | 0 | 1 | 0.9787 | 0 | 6000 | 0 | 0 |  |  |  | -360 | 360
252 | Line_253 | 1 | Line 143-144 | 143 | 144 | 100 | 60 | 20 | 500 | 0 | 0.00516 | 0 | 0 | 0 | 0 | 0 | 0 | 1 | 0.9843 | 0 | 6000 | 0 | 0 |  |  |  | -360 | 360
253 | Line_254 | 1 | Line 144-145 | 144 | 145 | 100 | 60 | 500 | 230 | 0 | 0.005 | 0 | 0 | 0 | 0 | 0 | 0 | 0 | 1 | 0 | 6000 | 0 | 0 |  |  |  | -360 | 360
254 | Line_255 | 1 | Line 146-147 | 146 | 147 | 100 | 60 | 500 | 22 | 0 | 0.0098 | 0 | 0 | 0 | 0 | 0 | 0 | 1 | 1.05 | 0 | 61.3525 | 0 | 0 |  |  |  | -360 | 360
255 | Line_256 | 1 | Line 148-149 | 148 | 149 | 100 | 60 | 20 | 230 | 0 | 0.01026 | 0 | 0 | 0 | 0 | 0 | 0 | 1 | 0.9871 | 0 | 6000 | 0 | 0 |  |  |  | -360 | 360
256 | Line_257 | 1 | Line 152-153 | 152 | 153 | 100 | 60 | 500 | 230 | 0 | 0.01149 | 0 | 0 | 0 | 0 | 0 | 0 | 1 | 1.0631 | 0 | 6000 | 0 | 1120 |  |  |  | -360 | 360
257 | Line_258 | 1 | Line 152-153 | 152 | 153 | 100 | 60 | 500 | 230 | 0 | 0.01149 | 0 | 0 | 0 | 0 | 0 | 0 | 1 | 1.0631 | 0 | 6000 | 0 | 1120 |  |  |  | -360 | 360
258 | Line_259 | 1 | Line 152-153 | 152 | 153 | 100 | 60 | 500 | 230 | 0 | 0.01149 | 0 | 0 | 0 | 0 | 0 | 0 | 1 | 1.0631 | 0 | 6000 | 0 | 1120 |  |  |  | -360 | 360
259 | Line_260 | 1 | Line 155-156 | 155 | 156 | 100 | 60 | 345 | 230 | 0.0003 | 0.0181 | 0 | 0 | 0 | 0 | 0 | 0 | 0 | 1 | 0 | 6000 | 0 | 0 |  |  |  | -360 | 360
260 | Line_261 | 1 | Line 157-158 | 157 | 158 | 100 | 60 | 345 | 20 | 0.0002 | 0.0058 | 0 | 0 | 0 | 0 | 0 | 0 | 1 | 0.9855 | 0 | 6000 | 0 | 0 |  |  |  | -360 | 360
261 | Line_262 | 1 | Line 160-161 | 160 | 161 | 100 | 60 | 230 | 20 | 0.0005 | 0.0141 | 0 | 0 | 0 | 0 | 0 | 0 | 1 | 1.0588 | 0 | 6000 | 0 | 0 |  |  |  | -360 | 360
262 | Line_263 | 1 | Line 163-162 | 163 | 162 | 100 | 60 | 345 | 345 | 0 | 0.0195 | 0 | 0 | 0 | 0 | 0 | 0 | 0 | 1 | 0 | 6000 | 0 | 0 |  |  |  | -360 | 360

## Zone
uid | idx | u | name
0 | ZONE_1 | 1 | ZONE_1
1 | ZONE_2 | 1 | ZONE_2
2 | ZONE_3 | 1 | ZONE_3

## GCost
uid | idx | u | name | gen | type | csu | csd | c2 | c1 | c0
0 | GCost_1 | 1 | GCost_0 | PV_1 | 2 | 0 | 0 | 0 | 2720.6068 | 1414665.98
1 | GCost_2 | 1 | GCost_1 | PV_2 | 2 | 0 | 0 | 0 | 2537.1083 | 1135697.47
2 | GCost_3 | 1 | GCost_2 | PV_3 | 2 | 0 | 0 | 0 | 2427.9804 | 988921.336
3 | GCost_4 | 1 | GCost_3 | PV_4 | 2 | 0 | 0 | 0 | 1802.958 | 793691.874
4 | GCost_5 | 1 | GCost_4 | PV_5 | 2 | 0 | 0 | 0 | 2278.4324 | 522194.759
5 | GCost_6 | 1 | GCost_5 | PV_6 | 2 | 0 | 0 | 0 | 446.8651 | 3914081.24
6 | GCost_7 | 1 | GCost_6 | PV_7 | 2 | 0 | 0 | 0 | 2472.617 | 1172139.3
7 | GCost_8 | 1 | GCost_7 | PV_8 | 2 | 0 | 0 | 0 | 0 | 0
8 | GCost_9 | 1 | GCost_8 | PV_9 | 2 | 0 | 0 | 0 | 0 | 0
9 | GCost_10 | 1 | GCost_9 | PV_10 | 2 | 0 | 0 | 0 | 2510.734 | 1216861.02
10 | GCost_11 | 1 | GCost_10 | PV_11 | 2 | 0 | 0 | 0 | 1770.7899 | 468111.099
11 | GCost_12 | 1 | GCost_11 | PV_12 | 2 | 0 | 0 | 0 | 2231.4001 | 404700.552
12 | GCost_13 | 1 | GCost_12 | PV_13 | 2 | 0 | 0 | 0 | 2108.579 | 1761828.74
13 | GCost_14 | 1 | GCost_13 | PV_14 | 2 | 0 | 0 | 0 | 1092.5964 | 1060846.68
14 | GCost_15 | 1 | GCost_14 | PV_15 | 2 | 0 | 0 | 0 | 1277.9708 | 410320.409
15 | GCost_16 | 1 | GCost_15 | PV_16 | 2 | 0 | 0 | 0 | 0 | 1120967.29
16 | GCost_17 | 1 | GCost_16 | PV_17 | 2 | 0 | 0 | 0 | 1527.5318 | 411349.321
17 | GCost_18 | 1 | GCost_17 | PV_18 | 2 | 0 | 0 | 0 | 480.5373 | 1083200.19
18 | GCost_19 | 1 | GCost_18 | PV_19 | 2 | 0 | 0 | 0 | 198.5051 | 2419864.52
19 | GCost_20 | 1 | GCost_19 | PV_20 | 2 | 0 | 0 | 0 | 1520.9027 | 439414.646
20 | GCost_21 | 1 | GCost_20 | PV_21 | 2 | 0 | 0 | 0 | 2486.1269 | 444051.339
21 | GCost_22 | 1 | GCost_21 | PV_22 | 2 | 0 | 0 | 0 | 0 | 390278.158
22 | GCost_23 | 1 | GCost_22 | PV_23 | 2 | 0 | 0 | 0 | 0 | 606478.349
23 | GCost_24 | 1 | GCost_23 | PV_24 | 2 | 0 | 0 | 0 | 2461.9513 | 336529.328
24 | GCost_25 | 1 | GCost_24 | PV_25 | 2 | 0 | 0 | 0 | 1911.5309 | 800071.042
25 | GCost_26 | 1 | GCost_25 | PV_26 | 2 | 0 | 0 | 0 | 2591.4868 | 497107
26 | GCost_27 | 1 | GCost_26 | PV_27 | 2 | 0 | 0 | 0 | 2433.4968 | 477408.99
27 | GCost_28 | 1 | GCost_27 | PV_28 | 2 | 0 | 0 | 0 | 2618.3388 | 692103.153
28 | GCost_29 | 1 | GCost_28 | Slack_29 | 2 | 0 | 0 | 0 | 2555.9399 | 696829.846

## EDSlot
uid | idx | name
0 | EDT1 | EDT1
1 | EDT2 | EDT2
2 | EDT3 | EDT3
3 | EDT4 | EDT4
4 | EDT5 | EDT5
5 | EDT6 | EDT6
6 | EDT7 | EDT7
7 | EDT8 | EDT8
8 | EDT9 | EDT9
9 | EDT10 | EDT10
10 | EDT11 | EDT11
11 | EDT12 | EDT12
12 | EDT13 | EDT13
13 | EDT14 | EDT14
14 | EDT15 | EDT15
15 | EDT16 | EDT16
16 | EDT17 | EDT17
17 | EDT18 | EDT18
18 | EDT19 | EDT19
19 | EDT20 | EDT20
20 | EDT21 | EDT21
21 | EDT22 | EDT22
22 | EDT23 | EDT23
23 | EDT24 | EDT24

## EDSlotGen
gen | slot | ug
Slack_29 | EDT1 | 1
PV_1 | EDT1 | 1
PV_2 | EDT1 | 1
PV_3 | EDT1 | 1
PV_4 | EDT1 | 1
PV_5 | EDT1 | 1
PV_6 | EDT1 | 1
PV_7 | EDT1 | 1
PV_8 | EDT1 | 1
PV_9 | EDT1 | 1
PV_10 | EDT1 | 1
PV_11 | EDT1 | 1
PV_12 | EDT1 | 1
PV_13 | EDT1 | 1
PV_14 | EDT1 | 1
PV_15 | EDT1 | 1
PV_16 | EDT1 | 1
PV_17 | EDT1 | 1
PV_18 | EDT1 | 1
PV_19 | EDT1 | 1
PV_20 | EDT1 | 1
PV_21 | EDT1 | 1
PV_22 | EDT1 | 1
PV_23 | EDT1 | 1
PV_24 | EDT1 | 1
PV_25 | EDT1 | 1
PV_26 | EDT1 | 1
PV_27 | EDT1 | 1
PV_28 | EDT1 | 1
Slack_29 | EDT2 | 1
PV_1 | EDT2 | 1
PV_2 | EDT2 | 1
PV_3 | EDT2 | 1
PV_4 | EDT2 | 1
PV_5 | EDT2 | 1
PV_6 | EDT2 | 1
PV_7 | EDT2 | 1
PV_8 | EDT2 | 1
PV_9 | EDT2 | 1
PV_10 | EDT2 | 1
PV_11 | EDT2 | 1
PV_12 | EDT2 | 1
PV_13 | EDT2 | 1
PV_14 | EDT2 | 1
PV_15 | EDT2 | 1
PV_16 | EDT2 | 1
PV_17 | EDT2 | 1
PV_18 | EDT2 | 1
PV_19 | EDT2 | 1
PV_20 | EDT2 | 1
PV_21 | EDT2 | 1
PV_22 | EDT2 | 1
PV_23 | EDT2 | 1
PV_24 | EDT2 | 1
PV_25 | EDT2 | 1
PV_26 | EDT2 | 1
PV_27 | EDT2 | 1
PV_28 | EDT2 | 1
Slack_29 | EDT3 | 1
PV_1 | EDT3 | 1
PV_2 | EDT3 | 1
PV_3 | EDT3 | 1
PV_4 | EDT3 | 1
PV_5 | EDT3 | 1
PV_6 | EDT3 | 1
PV_7 | EDT3 | 1
PV_8 | EDT3 | 1
PV_9 | EDT3 | 1
PV_10 | EDT3 | 1
PV_11 | EDT3 | 1
PV_12 | EDT3 | 1
PV_13 | EDT3 | 1
PV_14 | EDT3 | 1
PV_15 | EDT3 | 1
PV_16 | EDT3 | 1
PV_17 | EDT3 | 1
PV_18 | EDT3 | 1
PV_19 | EDT3 | 1
PV_20 | EDT3 | 1
PV_21 | EDT3 | 1
PV_22 | EDT3 | 1
PV_23 | EDT3 | 1
PV_24 | EDT3 | 1
PV_25 | EDT3 | 1
PV_26 | EDT3 | 1
PV_27 | EDT3 | 1
PV_28 | EDT3 | 1
Slack_29 | EDT4 | 1
PV_1 | EDT4 | 1
PV_2 | EDT4 | 1
PV_3 | EDT4 | 1
PV_4 | EDT4 | 1
PV_5 | EDT4 | 1
PV_6 | EDT4 | 1
PV_7 | EDT4 | 1
PV_8 | EDT4 | 1
PV_9 | EDT4 | 1
PV_10 | EDT4 | 1
PV_11 | EDT4 | 1
PV_12 | EDT4 | 1
PV_13 | EDT4 | 1
PV_14 | EDT4 | 1
PV_15 | EDT4 | 1
PV_16 | EDT4 | 1
PV_17 | EDT4 | 1
PV_18 | EDT4 | 1
PV_19 | EDT4 | 1
PV_20 | EDT4 | 1
PV_21 | EDT4 | 1
PV_22 | EDT4 | 1
PV_23 | EDT4 | 1
PV_24 | EDT4 | 1
PV_25 | EDT4 | 1
PV_26 | EDT4 | 1
PV_27 | EDT4 | 1
PV_28 | EDT4 | 1
Slack_29 | EDT5 | 1
PV_1 | EDT5 | 1
PV_2 | EDT5 | 1
PV_3 | EDT5 | 1
PV_4 | EDT5 | 1
PV_5 | EDT5 | 1
PV_6 | EDT5 | 1
PV_7 | EDT5 | 1
PV_8 | EDT5 | 1
PV_9 | EDT5 | 1
PV_10 | EDT5 | 1
PV_11 | EDT5 | 1
PV_12 | EDT5 | 1
PV_13 | EDT5 | 1
PV_14 | EDT5 | 1
PV_15 | EDT5 | 1
PV_16 | EDT5 | 1
PV_17 | EDT5 | 1
PV_18 | EDT5 | 1
PV_19 | EDT5 | 1
PV_20 | EDT5 | 1
PV_21 | EDT5 | 1
PV_22 | EDT5 | 1
PV_23 | EDT5 | 1
PV_24 | EDT5 | 1
PV_25 | EDT5 | 1
PV_26 | EDT5 | 1
PV_27 | EDT5 | 1
PV_28 | EDT5 | 1
Slack_29 | EDT6 | 1
PV_1 | EDT6 | 1
PV_2 | EDT6 | 1
PV_3 | EDT6 | 1
PV_4 | EDT6 | 1
PV_5 | EDT6 | 1
PV_6 | EDT6 | 1
PV_7 | EDT6 | 1
PV_8 | EDT6 | 1
PV_9 | EDT6 | 1
PV_10 | EDT6 | 1
PV_11 | EDT6 | 1
PV_12 | EDT6 | 1
PV_13 | EDT6 | 1
PV_14 | EDT6 | 1
PV_15 | EDT6 | 1
PV_16 | EDT6 | 1
PV_17 | EDT6 | 1
PV_18 | EDT6 | 1
PV_19 | EDT6 | 1
PV_20 | EDT6 | 1
PV_21 | EDT6 | 1
PV_22 | EDT6 | 1
PV_23 | EDT6 | 1
PV_24 | EDT6 | 1
PV_25 | EDT6 | 1
PV_26 | EDT6 | 1
PV_27 | EDT6 | 1
PV_28 | EDT6 | 1
Slack_29 | EDT7 | 1
PV_1 | EDT7 | 1
PV_2 | EDT7 | 1
PV_3 | EDT7 | 1
PV_4 | EDT7 | 1
PV_5 | EDT7 | 1
PV_6 | EDT7 | 1
PV_7 | EDT7 | 1
PV_8 | EDT7 | 1
PV_9 | EDT7 | 1
PV_10 | EDT7 | 1
PV_11 | EDT7 | 1
PV_12 | EDT7 | 1
PV_13 | EDT7 | 1
PV_14 | EDT7 | 1
PV_15 | EDT7 | 1
PV_16 | EDT7 | 1
PV_17 | EDT7 | 1
PV_18 | EDT7 | 1
PV_19 | EDT7 | 1
PV_20 | EDT7 | 1
PV_21 | EDT7 | 1
PV_22 | EDT7 | 1
PV_23 | EDT7 | 1
PV_24 | EDT7 | 1
PV_25 | EDT7 | 1
PV_26 | EDT7 | 1
PV_27 | EDT7 | 1
PV_28 | EDT7 | 1
Slack_29 | EDT8 | 1
PV_1 | EDT8 | 1
PV_2 | EDT8 | 1
PV_3 | EDT8 | 1
PV_4 | EDT8 | 1
PV_5 | EDT8 | 1
PV_6 | EDT8 | 1
PV_7 | EDT8 | 1
PV_8 | EDT8 | 1
PV_9 | EDT8 | 1
PV_10 | EDT8 | 1
PV_11 | EDT8 | 1
PV_12 | EDT8 | 1
PV_13 | EDT8 | 1
PV_14 | EDT8 | 1
PV_15 | EDT8 | 1
PV_16 | EDT8 | 1
PV_17 | EDT8 | 1
PV_18 | EDT8 | 1
PV_19 | EDT8 | 1
PV_20 | EDT8 | 1
PV_21 | EDT8 | 1
PV_22 | EDT8 | 1
PV_23 | EDT8 | 1
PV_24 | EDT8 | 1
PV_25 | EDT8 | 1
PV_26 | EDT8 | 1
PV_27 | EDT8 | 1
PV_28 | EDT8 | 1
Slack_29 | EDT9 | 1
PV_1 | EDT9 | 1
PV_2 | EDT9 | 1
PV_3 | EDT9 | 1
PV_4 | EDT9 | 1
PV_5 | EDT9 | 1
PV_6 | EDT9 | 1
PV_7 | EDT9 | 1
PV_8 | EDT9 | 1
PV_9 | EDT9 | 1
PV_10 | EDT9 | 1
PV_11 | EDT9 | 1
PV_12 | EDT9 | 1
PV_13 | EDT9 | 1
PV_14 | EDT9 | 1
PV_15 | EDT9 | 1
PV_16 | EDT9 | 1
PV_17 | EDT9 | 1
PV_18 | EDT9 | 1
PV_19 | EDT9 | 1
PV_20 | EDT9 | 1
PV_21 | EDT9 | 1
PV_22 | EDT9 | 1
PV_23 | EDT9 | 1
PV_24 | EDT9 | 1
PV_25 | EDT9 | 1
PV_26 | EDT9 | 1
PV_27 | EDT9 | 1
PV_28 | EDT9 | 1
Slack_29 | EDT10 | 1
PV_1 | EDT10 | 1
PV_2 | EDT10 | 1
PV_3 | EDT10 | 1
PV_4 | EDT10 | 1
PV_5 | EDT10 | 1
PV_6 | EDT10 | 1
PV_7 | EDT10 | 1
PV_8 | EDT10 | 1
PV_9 | EDT10 | 1
PV_10 | EDT10 | 1
PV_11 | EDT10 | 1
PV_12 | EDT10 | 1
PV_13 | EDT10 | 1
PV_14 | EDT10 | 1
PV_15 | EDT10 | 1
PV_16 | EDT10 | 1
PV_17 | EDT10 | 1
PV_18 | EDT10 | 1
PV_19 | EDT10 | 1
PV_20 | EDT10 | 1
PV_21 | EDT10 | 1
PV_22 | EDT10 | 1
PV_23 | EDT10 | 1
PV_24 | EDT10 | 1
PV_25 | EDT10 | 1
PV_26 | EDT10 | 1
PV_27 | EDT10 | 1
PV_28 | EDT10 | 1
Slack_29 | EDT11 | 1
PV_1 | EDT11 | 1
PV_2 | EDT11 | 1
PV_3 | EDT11 | 1
PV_4 | EDT11 | 1
PV_5 | EDT11 | 1
PV_6 | EDT11 | 1
PV_7 | EDT11 | 1
PV_8 | EDT11 | 1
PV_9 | EDT11 | 1
PV_10 | EDT11 | 1
PV_11 | EDT11 | 1
PV_12 | EDT11 | 1
PV_13 | EDT11 | 1
PV_14 | EDT11 | 1
PV_15 | EDT11 | 1
PV_16 | EDT11 | 1
PV_17 | EDT11 | 1
PV_18 | EDT11 | 1
PV_19 | EDT11 | 1
PV_20 | EDT11 | 1
PV_21 | EDT11 | 1
PV_22 | EDT11 | 1
PV_23 | EDT11 | 1
PV_24 | EDT11 | 1
PV_25 | EDT11 | 1
PV_26 | EDT11 | 1
PV_27 | EDT11 | 1
PV_28 | EDT11 | 1
Slack_29 | EDT12 | 1
PV_1 | EDT12 | 1
PV_2 | EDT12 | 1
PV_3 | EDT12 | 1
PV_4 | EDT12 | 1
PV_5 | EDT12 | 1
PV_6 | EDT12 | 1
PV_7 | EDT12 | 1
PV_8 | EDT12 | 1
PV_9 | EDT12 | 1
PV_10 | EDT12 | 1
PV_11 | EDT12 | 1
PV_12 | EDT12 | 1
PV_13 | EDT12 | 1
PV_14 | EDT12 | 1
PV_15 | EDT12 | 1
PV_16 | EDT12 | 1
PV_17 | EDT12 | 1
PV_18 | EDT12 | 1
PV_19 | EDT12 | 1
PV_20 | EDT12 | 1
PV_21 | EDT12 | 1
PV_22 | EDT12 | 1
PV_23 | EDT12 | 1
PV_24 | EDT12 | 1
PV_25 | EDT12 | 1
PV_26 | EDT12 | 1
PV_27 | EDT12 | 1
PV_28 | EDT12 | 1
Slack_29 | EDT13 | 1
PV_1 | EDT13 | 1
PV_2 | EDT13 | 1
PV_3 | EDT13 | 1
PV_4 | EDT13 | 1
PV_5 | EDT13 | 1
PV_6 | EDT13 | 1
PV_7 | EDT13 | 1
PV_8 | EDT13 | 1
PV_9 | EDT13 | 1
PV_10 | EDT13 | 1
PV_11 | EDT13 | 1
PV_12 | EDT13 | 1
PV_13 | EDT13 | 1
PV_14 | EDT13 | 1
PV_15 | EDT13 | 1
PV_16 | EDT13 | 1
PV_17 | EDT13 | 1
PV_18 | EDT13 | 1
PV_19 | EDT13 | 1
PV_20 | EDT13 | 1
PV_21 | EDT13 | 1
PV_22 | EDT13 | 1
PV_23 | EDT13 | 1
PV_24 | EDT13 | 1
PV_25 | EDT13 | 1
PV_26 | EDT13 | 1
PV_27 | EDT13 | 1
PV_28 | EDT13 | 1
Slack_29 | EDT14 | 1
PV_1 | EDT14 | 1
PV_2 | EDT14 | 1
PV_3 | EDT14 | 1
PV_4 | EDT14 | 1
PV_5 | EDT14 | 1
PV_6 | EDT14 | 1
PV_7 | EDT14 | 1
PV_8 | EDT14 | 1
PV_9 | EDT14 | 1
PV_10 | EDT14 | 1
PV_11 | EDT14 | 1
PV_12 | EDT14 | 1
PV_13 | EDT14 | 1
PV_14 | EDT14 | 1
PV_15 | EDT14 | 1
PV_16 | EDT14 | 1
PV_17 | EDT14 | 1
PV_18 | EDT14 | 1
PV_19 | EDT14 | 1
PV_20 | EDT14 | 1
PV_21 | EDT14 | 1
PV_22 | EDT14 | 1
PV_23 | EDT14 | 1
PV_24 | EDT14 | 1
PV_25 | EDT14 | 1
PV_26 | EDT14 | 1
PV_27 | EDT14 | 1
PV_28 | EDT14 | 1
Slack_29 | EDT15 | 1
PV_1 | EDT15 | 1
PV_2 | EDT15 | 1
PV_3 | EDT15 | 1
PV_4 | EDT15 | 1
PV_5 | EDT15 | 1
PV_6 | EDT15 | 1
PV_7 | EDT15 | 1
PV_8 | EDT15 | 1
PV_9 | EDT15 | 1
PV_10 | EDT15 | 1
PV_11 | EDT15 | 1
PV_12 | EDT15 | 1
PV_13 | EDT15 | 1
PV_14 | EDT15 | 1
PV_15 | EDT15 | 1
PV_16 | EDT15 | 1
PV_17 | EDT15 | 1
PV_18 | EDT15 | 1
PV_19 | EDT15 | 1
PV_20 | EDT15 | 1
PV_21 | EDT15 | 1
PV_22 | EDT15 | 1
PV_23 | EDT15 | 1
PV_24 | EDT15 | 1
PV_25 | EDT15 | 1
PV_26 | EDT15 | 1
PV_27 | EDT15 | 1
PV_28 | EDT15 | 1
Slack_29 | EDT16 | 1
PV_1 | EDT16 | 1
PV_2 | EDT16 | 1
PV_3 | EDT16 | 1
PV_4 | EDT16 | 1
PV_5 | EDT16 | 1
PV_6 | EDT16 | 1
PV_7 | EDT16 | 1
PV_8 | EDT16 | 1
PV_9 | EDT16 | 1
PV_10 | EDT16 | 1
PV_11 | EDT16 | 1
PV_12 | EDT16 | 1
PV_13 | EDT16 | 1
PV_14 | EDT16 | 1
PV_15 | EDT16 | 1
PV_16 | EDT16 | 1
PV_17 | EDT16 | 1
PV_18 | EDT16 | 1
PV_19 | EDT16 | 1
PV_20 | EDT16 | 1
PV_21 | EDT16 | 1
PV_22 | EDT16 | 1
PV_23 | EDT16 | 1
PV_24 | EDT16 | 1
PV_25 | EDT16 | 1
PV_26 | EDT16 | 1
PV_27 | EDT16 | 1
PV_28 | EDT16 | 1
Slack_29 | EDT17 | 1
PV_1 | EDT17 | 1
PV_2 | EDT17 | 1
PV_3 | EDT17 | 1
PV_4 | EDT17 | 1
PV_5 | EDT17 | 1
PV_6 | EDT17 | 1
PV_7 | EDT17 | 1
PV_8 | EDT17 | 1
PV_9 | EDT17 | 1
PV_10 | EDT17 | 1
PV_11 | EDT17 | 1
PV_12 | EDT17 | 1
PV_13 | EDT17 | 1
PV_14 | EDT17 | 1
PV_15 | EDT17 | 1
PV_16 | EDT17 | 1
PV_17 | EDT17 | 1
PV_18 | EDT17 | 1
PV_19 | EDT17 | 1
PV_20 | EDT17 | 1
PV_21 | EDT17 | 1
PV_22 | EDT17 | 1
PV_23 | EDT17 | 1
PV_24 | EDT17 | 1
PV_25 | EDT17 | 1
PV_26 | EDT17 | 1
PV_27 | EDT17 | 1
PV_28 | EDT17 | 1
Slack_29 | EDT18 | 1
PV_1 | EDT18 | 1
PV_2 | EDT18 | 1
PV_3 | EDT18 | 1
PV_4 | EDT18 | 1
PV_5 | EDT18 | 1
PV_6 | EDT18 | 1
PV_7 | EDT18 | 1
PV_8 | EDT18 | 1
PV_9 | EDT18 | 1
PV_10 | EDT18 | 1
PV_11 | EDT18 | 1
PV_12 | EDT18 | 1
PV_13 | EDT18 | 1
PV_14 | EDT18 | 1
PV_15 | EDT18 | 1
PV_16 | EDT18 | 1
PV_17 | EDT18 | 1
PV_18 | EDT18 | 1
PV_19 | EDT18 | 1
PV_20 | EDT18 | 1
PV_21 | EDT18 | 1
PV_22 | EDT18 | 1
PV_23 | EDT18 | 1
PV_24 | EDT18 | 1
PV_25 | EDT18 | 1
PV_26 | EDT18 | 1
PV_27 | EDT18 | 1
PV_28 | EDT18 | 1
Slack_29 | EDT19 | 1
PV_1 | EDT19 | 1
PV_2 | EDT19 | 1
PV_3 | EDT19 | 1
PV_4 | EDT19 | 1
PV_5 | EDT19 | 1
PV_6 | EDT19 | 1
PV_7 | EDT19 | 1
PV_8 | EDT19 | 1
PV_9 | EDT19 | 1
PV_10 | EDT19 | 1
PV_11 | EDT19 | 1
PV_12 | EDT19 | 1
PV_13 | EDT19 | 1
PV_14 | EDT19 | 1
PV_15 | EDT19 | 1
PV_16 | EDT19 | 1
PV_17 | EDT19 | 1
PV_18 | EDT19 | 1
PV_19 | EDT19 | 1
PV_20 | EDT19 | 1
PV_21 | EDT19 | 1
PV_22 | EDT19 | 1
PV_23 | EDT19 | 1
PV_24 | EDT19 | 1
PV_25 | EDT19 | 1
PV_26 | EDT19 | 1
PV_27 | EDT19 | 1
PV_28 | EDT19 | 1
Slack_29 | EDT20 | 1
PV_1 | EDT20 | 1
PV_2 | EDT20 | 1
PV_3 | EDT20 | 1
PV_4 | EDT20 | 1
PV_5 | EDT20 | 1
PV_6 | EDT20 | 1
PV_7 | EDT20 | 1
PV_8 | EDT20 | 1
PV_9 | EDT20 | 1
PV_10 | EDT20 | 1
PV_11 | EDT20 | 1
PV_12 | EDT20 | 1
PV_13 | EDT20 | 1
PV_14 | EDT20 | 1
PV_15 | EDT20 | 1
PV_16 | EDT20 | 1
PV_17 | EDT20 | 1
PV_18 | EDT20 | 1
PV_19 | EDT20 | 1
PV_20 | EDT20 | 1
PV_21 | EDT20 | 1
PV_22 | EDT20 | 1
PV_23 | EDT20 | 1
PV_24 | EDT20 | 1
PV_25 | EDT20 | 1
PV_26 | EDT20 | 1
PV_27 | EDT20 | 1
PV_28 | EDT20 | 1
Slack_29 | EDT21 | 1
PV_1 | EDT21 | 1
PV_2 | EDT21 | 1
PV_3 | EDT21 | 1
PV_4 | EDT21 | 1
PV_5 | EDT21 | 1
PV_6 | EDT21 | 1
PV_7 | EDT21 | 1
PV_8 | EDT21 | 1
PV_9 | EDT21 | 1
PV_10 | EDT21 | 1
PV_11 | EDT21 | 1
PV_12 | EDT21 | 1
PV_13 | EDT21 | 1
PV_14 | EDT21 | 1
PV_15 | EDT21 | 1
PV_16 | EDT21 | 1
PV_17 | EDT21 | 1
PV_18 | EDT21 | 1
PV_19 | EDT21 | 1
PV_20 | EDT21 | 1
PV_21 | EDT21 | 1
PV_22 | EDT21 | 1
PV_23 | EDT21 | 1
PV_24 | EDT21 | 1
PV_25 | EDT21 | 1
PV_26 | EDT21 | 1
PV_27 | EDT21 | 1
PV_28 | EDT21 | 1
Slack_29 | EDT22 | 1
PV_1 | EDT22 | 1
PV_2 | EDT22 | 1
PV_3 | EDT22 | 1
PV_4 | EDT22 | 1
PV_5 | EDT22 | 1
PV_6 | EDT22 | 1
PV_7 | EDT22 | 1
PV_8 | EDT22 | 1
PV_9 | EDT22 | 1
PV_10 | EDT22 | 1
PV_11 | EDT22 | 1
PV_12 | EDT22 | 1
PV_13 | EDT22 | 1
PV_14 | EDT22 | 1
PV_15 | EDT22 | 1
PV_16 | EDT22 | 1
PV_17 | EDT22 | 1
PV_18 | EDT22 | 1
PV_19 | EDT22 | 1
PV_20 | EDT22 | 1
PV_21 | EDT22 | 1
PV_22 | EDT22 | 1
PV_23 | EDT22 | 1
PV_24 | EDT22 | 1
PV_25 | EDT22 | 1
PV_26 | EDT22 | 1
PV_27 | EDT22 | 1
PV_28 | EDT22 | 1
Slack_29 | EDT23 | 1
PV_1 | EDT23 | 1
PV_2 | EDT23 | 1
PV_3 | EDT23 | 1
PV_4 | EDT23 | 1
PV_5 | EDT23 | 1
PV_6 | EDT23 | 1
PV_7 | EDT23 | 1
PV_8 | EDT23 | 1
PV_9 | EDT23 | 1
PV_10 | EDT23 | 1
PV_11 | EDT23 | 1
PV_12 | EDT23 | 1
PV_13 | EDT23 | 1
PV_14 | EDT23 | 1
PV_15 | EDT23 | 1
PV_16 | EDT23 | 1
PV_17 | EDT23 | 1
PV_18 | EDT23 | 1
PV_19 | EDT23 | 1
PV_20 | EDT23 | 1
PV_21 | EDT23 | 1
PV_22 | EDT23 | 1
PV_23 | EDT23 | 1
PV_24 | EDT23 | 1
PV_25 | EDT23 | 1
PV_26 | EDT23 | 1
PV_27 | EDT23 | 1
PV_28 | EDT23 | 1
Slack_29 | EDT24 | 1
PV_1 | EDT24 | 1
PV_2 | EDT24 | 1
PV_3 | EDT24 | 1
PV_4 | EDT24 | 1
PV_5 | EDT24 | 1
PV_6 | EDT24 | 1
PV_7 | EDT24 | 1
PV_8 | EDT24 | 1
PV_9 | EDT24 | 1
PV_10 | EDT24 | 1
PV_11 | EDT24 | 1
PV_12 | EDT24 | 1
PV_13 | EDT24 | 1
PV_14 | EDT24 | 1
PV_15 | EDT24 | 1
PV_16 | EDT24 | 1
PV_17 | EDT24 | 1
PV_18 | EDT24 | 1
PV_19 | EDT24 | 1
PV_20 | EDT24 | 1
PV_21 | EDT24 | 1
PV_22 | EDT24 | 1
PV_23 | EDT24 | 1
PV_24 | EDT24 | 1
PV_25 | EDT24 | 1
PV_26 | EDT24 | 1
PV_27 | EDT24 | 1
PV_28 | EDT24 | 1

## UCSlot
uid | idx | name
0 | UCT1 | UCT1
1 | UCT2 | UCT2
2 | UCT3 | UCT3
3 | UCT4 | UCT4
4 | UCT5 | UCT5
5 | UCT6 | UCT6
6 | UCT7 | UCT7
7 | UCT8 | UCT8
8 | UCT9 | UCT9
9 | UCT10 | UCT10
10 | UCT11 | UCT11
11 | UCT12 | UCT12
12 | UCT13 | UCT13
13 | UCT14 | UCT14
14 | UCT15 | UCT15
15 | UCT16 | UCT16
16 | UCT17 | UCT17
17 | UCT18 | UCT18
18 | UCT19 | UCT19
19 | UCT20 | UCT20
20 | UCT21 | UCT21
21 | UCT22 | UCT22
22 | UCT23 | UCT23
23 | UCT24 | UCT24

## SFR
uid | idx | u | name | du | dd | zone
0 | SFR1 | 1 | SFR1 | 0.02 | 0.02 | ZONE_1
1 | SFR2 | 1 | SFR2 | 0.02 | 0.02 | ZONE_2
1 | SFR3 | 1 | SFR3 | 0.02 | 0.02 | ZONE_3

## SFRCost
uid | idx | gen | cru | crd
0 | SFRC_1 | PV_1 | 0 | 0
1 | SFRC_2 | PV_2 | 0 | 0
2 | SFRC_3 | PV_3 | 0 | 0
3 | SFRC_4 | PV_4 | 0 | 0
4 | SFRC_5 | PV_5 | 0 | 0
5 | SFRC_6 | PV_6 | 0 | 0
6 | SFRC_7 | PV_7 | 0 | 0
7 | SFRC_8 | PV_8 | 0 | 0
8 | SFRC_9 | PV_9 | 0 | 0
9 | SFRC_10 | PV_10 | 0 | 0
10 | SFRC_11 | PV_11 | 0 | 0
11 | SFRC_12 | PV_12 | 0 | 0
12 | SFRC_13 | PV_13 | 0 | 0
13 | SFRC_14 | PV_14 | 0 | 0
14 | SFRC_15 | PV_15 | 0 | 0
15 | SFRC_16 | PV_16 | 0 | 0
16 | SFRC_17 | PV_17 | 0 | 0
17 | SFRC_18 | PV_18 | 0 | 0
18 | SFRC_19 | PV_19 | 0 | 0
19 | SFRC_20 | PV_20 | 0 | 0
20 | SFRC_21 | PV_21 | 0 | 0
21 | SFRC_22 | PV_22 | 0 | 0
22 | SFRC_23 | PV_23 | 0 | 0
23 | SFRC_24 | PV_24 | 0 | 0
24 | SFRC_25 | PV_25 | 0 | 0
25 | SFRC_26 | PV_26 | 0 | 0
26 | SFRC_27 | PV_27 | 0 | 0
27 | SFRC_28 | PV_28 | 0 | 0
28 | SFRC_29 | Slack_29 | 0 | 0

## SR
uid | idx | u | name | demand | zone
0 | SR1 | 1 | SR1 | 0.03 | ZONE_1
1 | SR2 | 1 | SR2 | 0.03 | ZONE_2
2 | SR3 | 1 | SR3 | 0.03 | ZONE_3

## SRCost
uid | idx | gen | csr
0 | SRC_1 | PV_1 | 0.1
1 | SRC_2 | PV_2 | 0.1
2 | SRC_3 | PV_3 | 0.1
3 | SRC_4 | PV_4 | 0.1
4 | SRC_5 | PV_5 | 0.1
5 | SRC_6 | PV_6 | 0.1
6 | SRC_7 | PV_7 | 0.1
7 | SRC_8 | PV_8 | 0.1
8 | SRC_9 | PV_9 | 0.1
9 | SRC_10 | PV_10 | 0.1
10 | SRC_11 | PV_11 | 0.1
11 | SRC_12 | PV_12 | 0.1
12 | SRC_13 | PV_13 | 0.1
13 | SRC_14 | PV_14 | 0.1
14 | SRC_15 | PV_15 | 0.1
15 | SRC_16 | PV_16 | 0.1
16 | SRC_17 | PV_17 | 0.1
17 | SRC_18 | PV_18 | 0.1
18 | SRC_19 | PV_19 | 0.1
19 | SRC_20 | PV_20 | 0.1
20 | SRC_21 | PV_21 | 0.1
21 | SRC_22 | PV_22 | 0.1
22 | SRC_23 | PV_23 | 0.1
23 | SRC_24 | PV_24 | 0.1
24 | SRC_25 | PV_25 | 0.1
25 | SRC_26 | PV_26 | 0.1
26 | SRC_27 | PV_27 | 0.1
27 | SRC_28 | PV_28 | 0.1
28 | SRC_29 | Slack_29 | 0.1

## NSR
uid | idx | u | name | demand | zone
0 | NSR1 | 1 | NSR1 | 0 | ZONE_1
1 | NSR2 | 1 | NSR2 | 0 | ZONE_2
2 | NSR3 | 1 | NSR3 | 0 | ZONE_3

## NSRCost
uid | idx | gen | cnsr
0 | NSRC_1 | PV_1 | 0.1
1 | NSRC_2 | PV_2 | 0.1
2 | NSRC_3 | PV_3 | 0.1
3 | NSRC_4 | PV_4 | 0.1
4 | NSRC_5 | PV_5 | 0.1
5 | NSRC_6 | PV_6 | 0.1
6 | NSRC_7 | PV_7 | 0.1
7 | NSRC_8 | PV_8 | 0.1
8 | NSRC_9 | PV_9 | 0.1
9 | NSRC_10 | PV_10 | 0.1
10 | NSRC_11 | PV_11 | 0.1
11 | NSRC_12 | PV_12 | 0.1
12 | NSRC_13 | PV_13 | 0.1
13 | NSRC_14 | PV_14 | 0.1
14 | NSRC_15 | PV_15 | 0.1
15 | NSRC_16 | PV_16 | 0.1
16 | NSRC_17 | PV_17 | 0.1
17 | NSRC_18 | PV_18 | 0.1
18 | NSRC_19 | PV_19 | 0.1
19 | NSRC_20 | PV_20 | 0.1
20 | NSRC_21 | PV_21 | 0.1
21 | NSRC_22 | PV_22 | 0.1
22 | NSRC_23 | PV_23 | 0.1
23 | NSRC_24 | PV_24 | 0.1
24 | NSRC_25 | PV_25 | 0.1
25 | NSRC_26 | PV_26 | 0.1
26 | NSRC_27 | PV_27 | 0.1
27 | NSRC_28 | PV_28 | 0.1
28 | NSRC_29 | Slack_29 | 0.1